## Blank Template
Product name (mandatory) | Primary product photo (mandatory) | Customizable? (mandatory) | Description (mandatory) | Product category (mandatory) | Product webpage (optional) | Part number (optional) | Product specification (optional) | Additional product photo 1 (optional) | Additional product photo 2 (optional) | Additional product photo 3 (optional) | Minimum order (optional) | Unit (optional) | Pricing (optional) | Lead time (optional) | Product video url (optional) | Attribute1 name (optional) | Attribute1 value (optional) | Attribute2 name (optional) | Attribute2 value (optional) | Attribute3 name (optional) | Attribute3 value (optional) | Attribute4 name (optional) | Attribute4 value (optional) | Attribute5 name (optional) | Attribute5 value (optional) | Attribute6 name (optional) | Attribute6 value (optional) | Attribute7 name (optional) | Attribute7 value (optional) | Attribute8 name (optional) | Attribute8 value (optional) | Attribute9 name (optional) | Attribute9 value (optional) | Attribute10 name (optional) | Attribute10 value (optional)
UL 1077 B-Trip One Pole Miniature Molded Case Circuit Breaker | http://www.altechcorp.com/GoogleAssets/UL1077-1Tpole.jpg | No | 1POLE,277VAC,UL1077 | /Electronics & Electrical/Electronic Components & Devices/Automation Control Components | http://www.altechcorp.com/breakers/ | 1BU05R | http://www.altechcorp.com/PDFS/Splits/mcb13.pdf | http://www.altechcorp.com/GoogleAssets/UL1077-1TpoleDrawing.jpg |  |  |  | STD Pack 12 |  |  |  | Rated Current | 0.5A | ﻿Voltage Rating | ﻿480Y/277VAC | ﻿Short Circuit Withstand Rating ﻿(UL - Ratings) | ﻿0.5-6A (RC): 10kA with no back-up fuse; 8-63A (RC): 10kA with UL-listed; Class J back-up fuse; 5kA with no back-up fuse | ﻿Interrupting Capacity ﻿(IEC/EN60898/60947-2) | ﻿0.5-63A (RC): 10kA | ﻿Calibration Temperature | ﻿30°C (86°F) | ﻿Operating Temperature | ﻿-25° to 60°C (-13° to 140°F) | ﻿Storage Temperature | ﻿-25° to 75°C (-13° to 167°F) | ﻿Terminal Size Acceptability ﻿and Torque | ﻿14-3 AWG: 17.5 lb-in. (2.0 Nm); ﻿18-16 AWG: 25 lb-in. (2.8 Nm) | ﻿Terminal Protection Degree | ﻿IP20 | ﻿Vibration Resistance | ﻿3g (18-50Hz)
UL 1077 B-Trip One Pole Miniature Molded Case Circuit Breaker | http://www.altechcorp.com/GoogleAssets/UL1077-1Tpole.jpg | No | 1POLE,277VAC,UL1077 | /Electronics & Electrical/Electronic Components & Devices/Automation Control Components | http://www.altechcorp.com/breakers/ | 1BU1R | http://www.altechcorp.com/PDFS/Splits/mcb13.pdf | http://www.altechcorp.com/GoogleAssets/UL1077-1TpoleDrawing.jpg |  |  |  | STD Pack 12 |  |  |  | Rated Current | 1.0A | ﻿Voltage Rating | ﻿480Y/277VAC | ﻿Short Circuit Withstand Rating ﻿(UL - Ratings) | ﻿0.5-6A (RC): 10kA with no back-up fuse; 8-63A (RC): 10kA with UL-listed; Class J back-up fuse; 5kA with no back-up fuse | ﻿Interrupting Capacity ﻿(IEC/EN60898/60947-2) | ﻿0.5-63A (RC): 10kA | ﻿Calibration Temperature | ﻿30°C (86°F) | ﻿Operating Temperature | ﻿-25° to 60°C (-13° to 140°F) | ﻿Storage Temperature | ﻿-25° to 75°C (-13° to 167°F) | ﻿Terminal Size Acceptability ﻿and Torque | ﻿14-3 AWG: 17.5 lb-in. (2.0 Nm); ﻿18-16 AWG: 25 lb-in. (2.8 Nm) | ﻿Terminal Protection Degree | ﻿IP21 | ﻿Vibration Resistance | ﻿3g (18-50Hz)
UL 1077 B-Trip One Pole Miniature Molded Case Circuit Breaker | http://www.altechcorp.com/GoogleAssets/UL1077-1Tpole.jpg | No | 1POLE,277VAC,UL1077 | /Electronics & Electrical/Electronic Components & Devices/Automation Control Components | http://www.altechcorp.com/breakers/ | 1BU2R | http://www.altechcorp.com/PDFS/Splits/mcb13.pdf | http://www.altechcorp.com/GoogleAssets/UL1077-1TpoleDrawing.jpg |  |  |  | STD Pack 12 |  |  |  | Rated Current | 2.0A | ﻿Voltage Rating | ﻿480Y/277VAC | ﻿Short Circuit Withstand Rating ﻿(UL - Ratings) | ﻿0.5-6A (RC): 10kA with no back-up fuse; 8-63A (RC): 10kA with UL-listed; Class J back-up fuse; 5kA with no back-up fuse | ﻿Interrupting Capacity ﻿(IEC/EN60898/60947-2) | ﻿0.5-63A (RC): 10kA | ﻿Calibration Temperature | ﻿30°C (86°F) | ﻿Operating Temperature | ﻿-25° to 60°C (-13° to 140°F) | ﻿Storage Temperature | ﻿-25° to 75°C (-13° to 167°F) | ﻿Terminal Size Acceptability ﻿and Torque | ﻿14-3 AWG: 17.5 lb-in. (2.0 Nm); ﻿18-16 AWG: 25 lb-in. (2.8 Nm) | ﻿Terminal Protection Degree | ﻿IP22 | ﻿Vibration Resistance | ﻿3g (18-50Hz)
UL 1077 B-Trip One Pole Miniature Molded Case Circuit Breaker | http://www.altechcorp.com/GoogleAssets/UL1077-1Tpole.jpg | No | 1POLE,277VAC,UL1077 | /Electronics & Electrical/Electronic Components & Devices/Automation Control Components | http://www.altechcorp.com/breakers/ | 1BU3R | http://www.altechcorp.com/PDFS/Splits/mcb13.pdf | http://www.altechcorp.com/GoogleAssets/UL1077-1TpoleDrawing.jpg |  |  |  | STD Pack 12 |  |  |  | Rated Current | 3.0A | ﻿Voltage Rating | ﻿480Y/277VAC | ﻿Short Circuit Withstand Rating ﻿(UL - Ratings) | ﻿0.5-6A (RC): 10kA with no back-up fuse; 8-63A (RC): 10kA with UL-listed; Class J back-up fuse; 5kA with no back-up fuse | ﻿Interrupting Capacity ﻿(IEC/EN60898/60947-2) | ﻿0.5-63A (RC): 10kA | ﻿Calibration Temperature | ﻿30°C (86°F) | ﻿Operating Temperature | ﻿-25° to 60°C (-13° to 140°F) | ﻿Storage Temperature | ﻿-25° to 75°C (-13° to 167°F) | ﻿Terminal Size Acceptability ﻿and Torque | ﻿14-3 AWG: 17.5 lb-in. (2.0 Nm); ﻿18-16 AWG: 25 lb-in. (2.8 Nm) | ﻿Terminal Protection Degree | ﻿IP23 | ﻿Vibration Resistance | ﻿3g (18-50Hz)
UL 1077 B-Trip One Pole Miniature Molded Case Circuit Breaker | http://www.altechcorp.com/GoogleAssets/UL1077-1Tpole.jpg | No | 1POLE,277VAC,UL1077 | /Electronics & Electrical/Electronic Components & Devices/Automation Control Components | http://www.altechcorp.com/breakers/ | 1BU4R | http://www.altechcorp.com/PDFS/Splits/mcb13.pdf | http://www.altechcorp.com/GoogleAssets/UL1077-1TpoleDrawing.jpg |  |  |  | STD Pack 12 |  |  |  | Rated Current | 4.0A | ﻿Voltage Rating | ﻿480Y/277VAC | ﻿Short Circuit Withstand Rating ﻿(UL - Ratings) | ﻿0.5-6A (RC): 10kA with no back-up fuse; 8-63A (RC): 10kA with UL-listed; Class J back-up fuse; 5kA with no back-up fuse | ﻿Interrupting Capacity ﻿(IEC/EN60898/60947-2) | ﻿0.5-63A (RC): 10kA | ﻿Calibration Temperature | ﻿30°C (86°F) | ﻿Operating Temperature | ﻿-25° to 60°C (-13° to 140°F) | ﻿Storage Temperature | ﻿-25° to 75°C (-13° to 167°F) | ﻿Terminal Size Acceptability ﻿and Torque | ﻿14-3 AWG: 17.5 lb-in. (2.0 Nm); ﻿18-16 AWG: 25 lb-in. (2.8 Nm) | ﻿Terminal Protection Degree | ﻿IP24 | ﻿Vibration Resistance | ﻿3g (18-50Hz)
UL 1077 B-Trip One Pole Miniature Molded Case Circuit Breaker | http://www.altechcorp.com/GoogleAssets/UL1077-1Tpole.jpg | No | 1POLE,277VAC,UL1077 | /Electronics & Electrical/Electronic Components & Devices/Automation Control Components | http://www.altechcorp.com/breakers/ | 1BU5R | http://www.altechcorp.com/PDFS/Splits/mcb13.pdf | http://www.altechcorp.com/GoogleAssets/UL1077-1TpoleDrawing.jpg |  |  |  | STD Pack 12 |  |  |  | Rated Current | 5.0A | ﻿Voltage Rating | ﻿480Y/277VAC | ﻿Short Circuit Withstand Rating ﻿(UL - Ratings) | ﻿0.5-6A (RC): 10kA with no back-up fuse; 8-63A (RC): 10kA with UL-listed; Class J back-up fuse; 5kA with no back-up fuse | ﻿Interrupting Capacity ﻿(IEC/EN60898/60947-2) | ﻿0.5-63A (RC): 10kA | ﻿Calibration Temperature | ﻿30°C (86°F) | ﻿Operating Temperature | ﻿-25° to 60°C (-13° to 140°F) | ﻿Storage Temperature | ﻿-25° to 75°C (-13° to 167°F) | ﻿Terminal Size Acceptability ﻿and Torque | ﻿14-3 AWG: 17.5 lb-in. (2.0 Nm); ﻿18-16 AWG: 25 lb-in. (2.8 Nm) | ﻿Terminal Protection Degree | ﻿IP25 | ﻿Vibration Resistance | ﻿3g (18-50Hz)
UL 1077 B-Trip One Pole Miniature Molded Case Circuit Breaker | http://www.altechcorp.com/GoogleAssets/UL1077-1Tpole.jpg | No | 1POLE,277VAC,UL1077 | /Electronics & Electrical/Electronic Components & Devices/Automation Control Components | http://www.altechcorp.com/breakers/ | 1BU6R | http://www.altechcorp.com/PDFS/Splits/mcb13.pdf | http://www.altechcorp.com/GoogleAssets/UL1077-1TpoleDrawing.jpg |  |  |  | STD Pack 12 |  |  |  | Rated Current | 6.0A | ﻿Voltage Rating | ﻿480Y/277VAC | ﻿Short Circuit Withstand Rating ﻿(UL - Ratings) | ﻿0.5-6A (RC): 10kA with no back-up fuse; 8-63A (RC): 10kA with UL-listed; Class J back-up fuse; 5kA with no back-up fuse | ﻿Interrupting Capacity ﻿(IEC/EN60898/60947-2) | ﻿0.5-63A (RC): 10kA | ﻿Calibration Temperature | ﻿30°C (86°F) | ﻿Operating Temperature | ﻿-25° to 60°C (-13° to 140°F) | ﻿Storage Temperature | ﻿-25° to 75°C (-13° to 167°F) | ﻿Terminal Size Acceptability ﻿and Torque | ﻿14-3 AWG: 17.5 lb-in. (2.0 Nm); ﻿18-16 AWG: 25 lb-in. (2.8 Nm) | ﻿Terminal Protection Degree | ﻿IP26 | ﻿Vibration Resistance | ﻿3g (18-50Hz)
UL 1077 B-Trip One Pole Miniature Molded Case Circuit Breaker | http://www.altechcorp.com/GoogleAssets/UL1077-1Tpole.jpg | No | 1POLE,277VAC,UL1077 | /Electronics & Electrical/Electronic Components & Devices/Automation Control Components | http://www.altechcorp.com/breakers/ | 1BU8R | http://www.altechcorp.com/PDFS/Splits/mcb13.pdf | http://www.altechcorp.com/GoogleAssets/UL1077-1TpoleDrawing.jpg |  |  |  | STD Pack 12 |  |  |  | Rated Current | 8.0A | ﻿Voltage Rating | ﻿480Y/277VAC | ﻿Short Circuit Withstand Rating ﻿(UL - Ratings) | ﻿0.5-6A (RC): 10kA with no back-up fuse; 8-63A (RC): 10kA with UL-listed; Class J back-up fuse; 5kA with no back-up fuse | ﻿Interrupting Capacity ﻿(IEC/EN60898/60947-2) | ﻿0.5-63A (RC): 10kA | ﻿Calibration Temperature | ﻿30°C (86°F) | ﻿Operating Temperature | ﻿-25° to 60°C (-13° to 140°F) | ﻿Storage Temperature | ﻿-25° to 75°C (-13° to 167°F) | ﻿Terminal Size Acceptability ﻿and Torque | ﻿14-3 AWG: 17.5 lb-in. (2.0 Nm); ﻿18-16 AWG: 25 lb-in. (2.8 Nm) | ﻿Terminal Protection Degree | ﻿IP27 | ﻿Vibration Resistance | ﻿3g (18-50Hz)
UL 1077 B-Trip One Pole Miniature Molded Case Circuit Breaker | http://www.altechcorp.com/GoogleAssets/UL1077-1Tpole.jpg | No | 1POLE,277VAC,UL1077 | /Electronics & Electrical/Electronic Components & Devices/Automation Control Components | http://www.altechcorp.com/breakers/ | 1BU10R | http://www.altechcorp.com/PDFS/Splits/mcb13.pdf | http://www.altechcorp.com/GoogleAssets/UL1077-1TpoleDrawing.jpg |  |  |  | STD Pack 12 |  |  |  | Rated Current | 10A | ﻿Voltage Rating | ﻿480Y/277VAC | ﻿Short Circuit Withstand Rating ﻿(UL - Ratings) | ﻿0.5-6A (RC): 10kA with no back-up fuse; 8-63A (RC): 10kA with UL-listed; Class J back-up fuse; 5kA with no back-up fuse | ﻿Interrupting Capacity ﻿(IEC/EN60898/60947-2) | ﻿0.5-63A (RC): 10kA | ﻿Calibration Temperature | ﻿30°C (86°F) | ﻿Operating Temperature | ﻿-25° to 60°C (-13° to 140°F) | ﻿Storage Temperature | ﻿-25° to 75°C (-13° to 167°F) | ﻿Terminal Size Acceptability ﻿and Torque | ﻿14-3 AWG: 17.5 lb-in. (2.0 Nm); ﻿18-16 AWG: 25 lb-in. (2.8 Nm) | ﻿Terminal Protection Degree | ﻿IP28 | ﻿Vibration Resistance | ﻿3g (18-50Hz)
UL 1077 B-Trip One Pole Miniature Molded Case Circuit Breaker | http://www.altechcorp.com/GoogleAssets/UL1077-1Tpole.jpg | No | 1POLE,277VAC,UL1077 | /Electronics & Electrical/Electronic Components & Devices/Automation Control Components | http://www.altechcorp.com/breakers/ | 1BU12R | http://www.altechcorp.com/PDFS/Splits/mcb13.pdf | http://www.altechcorp.com/GoogleAssets/UL1077-1TpoleDrawing.jpg |  |  |  | STD Pack 12 |  |  |  | Rated Current | 12A | ﻿Voltage Rating | ﻿480Y/277VAC | ﻿Short Circuit Withstand Rating ﻿(UL - Ratings) | ﻿0.5-6A (RC): 10kA with no back-up fuse; 8-63A (RC): 10kA with UL-listed; Class J back-up fuse; 5kA with no back-up fuse | ﻿Interrupting Capacity ﻿(IEC/EN60898/60947-2) | ﻿0.5-63A (RC): 10kA | ﻿Calibration Temperature | ﻿30°C (86°F) | ﻿Operating Temperature | ﻿-25° to 60°C (-13° to 140°F) | ﻿Storage Temperature | ﻿-25° to 75°C (-13° to 167°F) | ﻿Terminal Size Acceptability ﻿and Torque | ﻿14-3 AWG: 17.5 lb-in. (2.0 Nm); ﻿18-16 AWG: 25 lb-in. (2.8 Nm) | ﻿Terminal Protection Degree | ﻿IP29 | ﻿Vibration Resistance | ﻿3g (18-50Hz)
UL 1077 B-Trip One Pole Miniature Molded Case Circuit Breaker | http://www.altechcorp.com/GoogleAssets/UL1077-1Tpole.jpg | No | 1POLE,277VAC,UL1077 | /Electronics & Electrical/Electronic Components & Devices/Automation Control Components | http://www.altechcorp.com/breakers/ | 1BU13R | http://www.altechcorp.com/PDFS/Splits/mcb13.pdf | http://www.altechcorp.com/GoogleAssets/UL1077-1TpoleDrawing.jpg |  |  |  | STD Pack 12 |  |  |  | Rated Current | 13A | ﻿Voltage Rating | ﻿480Y/277VAC | ﻿Short Circuit Withstand Rating ﻿(UL - Ratings) | ﻿0.5-6A (RC): 10kA with no back-up fuse; 8-63A (RC): 10kA with UL-listed; Class J back-up fuse; 5kA with no back-up fuse | ﻿Interrupting Capacity ﻿(IEC/EN60898/60947-2) | ﻿0.5-63A (RC): 10kA | ﻿Calibration Temperature | ﻿30°C (86°F) | ﻿Operating Temperature | ﻿-25° to 60°C (-13° to 140°F) | ﻿Storage Temperature | ﻿-25° to 75°C (-13° to 167°F) | ﻿Terminal Size Acceptability ﻿and Torque | ﻿14-3 AWG: 17.5 lb-in. (2.0 Nm); ﻿18-16 AWG: 25 lb-in. (2.8 Nm) | ﻿Terminal Protection Degree | ﻿IP30 | ﻿Vibration Resistance | ﻿3g (18-50Hz)
UL 1077 B-Trip One Pole Miniature Molded Case Circuit Breaker | http://www.altechcorp.com/GoogleAssets/UL1077-1Tpole.jpg | No | 1POLE,277VAC,UL1077 | /Electronics & Electrical/Electronic Components & Devices/Automation Control Components | http://www.altechcorp.com/breakers/ | 1BU15R | http://www.altechcorp.com/PDFS/Splits/mcb13.pdf | http://www.altechcorp.com/GoogleAssets/UL1077-1TpoleDrawing.jpg |  |  |  | STD Pack 12 |  |  |  | Rated Current | 15A | ﻿Voltage Rating | ﻿480Y/277VAC | ﻿Short Circuit Withstand Rating ﻿(UL - Ratings) | ﻿0.5-6A (RC): 10kA with no back-up fuse; 8-63A (RC): 10kA with UL-listed; Class J back-up fuse; 5kA with no back-up fuse | ﻿Interrupting Capacity ﻿(IEC/EN60898/60947-2) | ﻿0.5-63A (RC): 10kA | ﻿Calibration Temperature | ﻿30°C (86°F) | ﻿Operating Temperature | ﻿-25° to 60°C (-13° to 140°F) | ﻿Storage Temperature | ﻿-25° to 75°C (-13° to 167°F) | ﻿Terminal Size Acceptability ﻿and Torque | ﻿14-3 AWG: 17.5 lb-in. (2.0 Nm); ﻿18-16 AWG: 25 lb-in. (2.8 Nm) | ﻿Terminal Protection Degree | ﻿IP31 | ﻿Vibration Resistance | ﻿3g (18-50Hz)
UL 1077 B-Trip One Pole Miniature Molded Case Circuit Breaker | http://www.altechcorp.com/GoogleAssets/UL1077-1Tpole.jpg | No | 1POLE,277VAC,UL1077 | /Electronics & Electrical/Electronic Components & Devices/Automation Control Components | http://www.altechcorp.com/breakers/ | 1BU16R | http://www.altechcorp.com/PDFS/Splits/mcb13.pdf | http://www.altechcorp.com/GoogleAssets/UL1077-1TpoleDrawing.jpg |  |  |  | STD Pack 12 |  |  |  | Rated Current | 16A | ﻿Voltage Rating | ﻿480Y/277VAC | ﻿Short Circuit Withstand Rating ﻿(UL - Ratings) | ﻿0.5-6A (RC): 10kA with no back-up fuse; 8-63A (RC): 10kA with UL-listed; Class J back-up fuse; 5kA with no back-up fuse | ﻿Interrupting Capacity ﻿(IEC/EN60898/60947-2) | ﻿0.5-63A (RC): 10kA | ﻿Calibration Temperature | ﻿30°C (86°F) | ﻿Operating Temperature | ﻿-25° to 60°C (-13° to 140°F) | ﻿Storage Temperature | ﻿-25° to 75°C (-13° to 167°F) | ﻿Terminal Size Acceptability ﻿and Torque | ﻿14-3 AWG: 17.5 lb-in. (2.0 Nm); ﻿18-16 AWG: 25 lb-in. (2.8 Nm) | ﻿Terminal Protection Degree | ﻿IP32 | ﻿Vibration Resistance | ﻿3g (18-50Hz)
UL 1077 B-Trip One Pole Miniature Molded Case Circuit Breaker | http://www.altechcorp.com/GoogleAssets/UL1077-1Tpole.jpg | No | 1POLE,277VAC,UL1077 | /Electronics & Electrical/Electronic Components & Devices/Automation Control Components | http://www.altechcorp.com/breakers/ | 1BU20R | http://www.altechcorp.com/PDFS/Splits/mcb13.pdf | http://www.altechcorp.com/GoogleAssets/UL1077-1TpoleDrawing.jpg |  |  |  | STD Pack 12 |  |  |  | Rated Current | 20A | ﻿Voltage Rating | ﻿480Y/277VAC | ﻿Short Circuit Withstand Rating ﻿(UL - Ratings) | ﻿0.5-6A (RC): 10kA with no back-up fuse; 8-63A (RC): 10kA with UL-listed; Class J back-up fuse; 5kA with no back-up fuse | ﻿Interrupting Capacity ﻿(IEC/EN60898/60947-2) | ﻿0.5-63A (RC): 10kA | ﻿Calibration Temperature | ﻿30°C (86°F) | ﻿Operating Temperature | ﻿-25° to 60°C (-13° to 140°F) | ﻿Storage Temperature | ﻿-25° to 75°C (-13° to 167°F) | ﻿Terminal Size Acceptability ﻿and Torque | ﻿14-3 AWG: 17.5 lb-in. (2.0 Nm); ﻿18-16 AWG: 25 lb-in. (2.8 Nm) | ﻿Terminal Protection Degree | ﻿IP33 | ﻿Vibration Resistance | ﻿3g (18-50Hz)
UL 1077 B-Trip One Pole Miniature Molded Case Circuit Breaker | http://www.altechcorp.com/GoogleAssets/UL1077-1Tpole.jpg | No | 1POLE,277VAC,UL1077 | /Electronics & Electrical/Electronic Components & Devices/Automation Control Components | http://www.altechcorp.com/breakers/ | 1BU25R | http://www.altechcorp.com/PDFS/Splits/mcb13.pdf | http://www.altechcorp.com/GoogleAssets/UL1077-1TpoleDrawing.jpg |  |  |  | STD Pack 12 |  |  |  | Rated Current | 25A | ﻿Voltage Rating | ﻿480Y/277VAC | ﻿Short Circuit Withstand Rating ﻿(UL - Ratings) | ﻿0.5-6A (RC): 10kA with no back-up fuse; 8-63A (RC): 10kA with UL-listed; Class J back-up fuse; 5kA with no back-up fuse | ﻿Interrupting Capacity ﻿(IEC/EN60898/60947-2) | ﻿0.5-63A (RC): 10kA | ﻿Calibration Temperature | ﻿30°C (86°F) | ﻿Operating Temperature | ﻿-25° to 60°C (-13° to 140°F) | ﻿Storage Temperature | ﻿-25° to 75°C (-13° to 167°F) | ﻿Terminal Size Acceptability ﻿and Torque | ﻿14-3 AWG: 17.5 lb-in. (2.0 Nm); ﻿18-16 AWG: 25 lb-in. (2.8 Nm) | ﻿Terminal Protection Degree | ﻿IP34 | ﻿Vibration Resistance | ﻿3g (18-50Hz)
UL 1077 B-Trip One Pole Miniature Molded Case Circuit Breaker | http://www.altechcorp.com/GoogleAssets/UL1077-1Tpole.jpg | No | 1POLE,277VAC,UL1077 | /Electronics & Electrical/Electronic Components & Devices/Automation Control Components | http://www.altechcorp.com/breakers/ | 1BU30R | http://www.altechcorp.com/PDFS/Splits/mcb13.pdf | http://www.altechcorp.com/GoogleAssets/UL1077-1TpoleDrawing.jpg |  |  |  | STD Pack 12 |  |  |  | Rated Current | 30A | ﻿Voltage Rating | ﻿480Y/277VAC | ﻿Short Circuit Withstand Rating ﻿(UL - Ratings) | ﻿0.5-6A (RC): 10kA with no back-up fuse; 8-63A (RC): 10kA with UL-listed; Class J back-up fuse; 5kA with no back-up fuse | ﻿Interrupting Capacity ﻿(IEC/EN60898/60947-2) | ﻿0.5-63A (RC): 10kA | ﻿Calibration Temperature | ﻿30°C (86°F) | ﻿Operating Temperature | ﻿-25° to 60°C (-13° to 140°F) | ﻿Storage Temperature | ﻿-25° to 75°C (-13° to 167°F) | ﻿Terminal Size Acceptability ﻿and Torque | ﻿14-3 AWG: 17.5 lb-in. (2.0 Nm); ﻿18-16 AWG: 25 lb-in. (2.8 Nm) | ﻿Terminal Protection Degree | ﻿IP35 | ﻿Vibration Resistance | ﻿3g (18-50Hz)
UL 1077 B-Trip One Pole Miniature Molded Case Circuit Breaker | http://www.altechcorp.com/GoogleAssets/UL1077-1Tpole.jpg | No | 1POLE,277VAC,UL1077 | /Electronics & Electrical/Electronic Components & Devices/Automation Control Components | http://www.altechcorp.com/breakers/ | 1BU32R | http://www.altechcorp.com/PDFS/Splits/mcb13.pdf | http://www.altechcorp.com/GoogleAssets/UL1077-1TpoleDrawing.jpg |  |  |  | STD Pack 12 |  |  |  | Rated Current | 32A | ﻿Voltage Rating | ﻿480Y/277VAC | ﻿Short Circuit Withstand Rating ﻿(UL - Ratings) | ﻿0.5-6A (RC): 10kA with no back-up fuse; 8-63A (RC): 10kA with UL-listed; Class J back-up fuse; 5kA with no back-up fuse | ﻿Interrupting Capacity ﻿(IEC/EN60898/60947-2) | ﻿0.5-63A (RC): 10kA | ﻿Calibration Temperature | ﻿30°C (86°F) | ﻿Operating Temperature | ﻿-25° to 60°C (-13° to 140°F) | ﻿Storage Temperature | ﻿-25° to 75°C (-13° to 167°F) | ﻿Terminal Size Acceptability ﻿and Torque | ﻿14-3 AWG: 17.5 lb-in. (2.0 Nm); ﻿18-16 AWG: 25 lb-in. (2.8 Nm) | ﻿Terminal Protection Degree | ﻿IP36 | ﻿Vibration Resistance | ﻿3g (18-50Hz)
UL 1077 B-Trip One Pole Miniature Molded Case Circuit Breaker | http://www.altechcorp.com/GoogleAssets/UL1077-1Tpole.jpg | No | 1POLE,277VAC,UL1077 | /Electronics & Electrical/Electronic Components & Devices/Automation Control Components | http://www.altechcorp.com/breakers/ | 1BU40R | http://www.altechcorp.com/PDFS/Splits/mcb13.pdf | http://www.altechcorp.com/GoogleAssets/UL1077-1TpoleDrawing.jpg |  |  |  | STD Pack 12 |  |  |  | Rated Current | 40A | ﻿Voltage Rating | ﻿480Y/277VAC | ﻿Short Circuit Withstand Rating ﻿(UL - Ratings) | ﻿0.5-6A (RC): 10kA with no back-up fuse; 8-63A (RC): 10kA with UL-listed; Class J back-up fuse; 5kA with no back-up fuse | ﻿Interrupting Capacity ﻿(IEC/EN60898/60947-2) | ﻿0.5-63A (RC): 10kA | ﻿Calibration Temperature | ﻿30°C (86°F) | ﻿Operating Temperature | ﻿-25° to 60°C (-13° to 140°F) | ﻿Storage Temperature | ﻿-25° to 75°C (-13° to 167°F) | ﻿Terminal Size Acceptability ﻿and Torque | ﻿14-3 AWG: 17.5 lb-in. (2.0 Nm); ﻿18-16 AWG: 25 lb-in. (2.8 Nm) | ﻿Terminal Protection Degree | ﻿IP37 | ﻿Vibration Resistance | ﻿3g (18-50Hz)
UL 1077 B-Trip One Pole Miniature Molded Case Circuit Breaker | http://www.altechcorp.com/GoogleAssets/UL1077-1Tpole.jpg | No | 1POLE,277VAC,UL1077 | /Electronics & Electrical/Electronic Components & Devices/Automation Control Components | http://www.altechcorp.com/breakers/ | 1BU50R | http://www.altechcorp.com/PDFS/Splits/mcb13.pdf | http://www.altechcorp.com/GoogleAssets/UL1077-1TpoleDrawing.jpg |  |  |  | STD Pack 12 |  |  |  | Rated Current | 50A | ﻿Voltage Rating | ﻿480Y/277VAC | ﻿Short Circuit Withstand Rating ﻿(UL - Ratings) | ﻿0.5-6A (RC): 10kA with no back-up fuse; 8-63A (RC): 10kA with UL-listed; Class J back-up fuse; 5kA with no back-up fuse | ﻿Interrupting Capacity ﻿(IEC/EN60898/60947-2) | ﻿0.5-63A (RC): 10kA | ﻿Calibration Temperature | ﻿30°C (86°F) | ﻿Operating Temperature | ﻿-25° to 60°C (-13° to 140°F) | ﻿Storage Temperature | ﻿-25° to 75°C (-13° to 167°F) | ﻿Terminal Size Acceptability ﻿and Torque | ﻿14-3 AWG: 17.5 lb-in. (2.0 Nm); ﻿18-16 AWG: 25 lb-in. (2.8 Nm) | ﻿Terminal Protection Degree | ﻿IP38 | ﻿Vibration Resistance | ﻿3g (18-50Hz)
UL 1077 B-Trip One Pole Miniature Molded Case Circuit Breaker | http://www.altechcorp.com/GoogleAssets/UL1077-1Tpole.jpg | No | 1POLE,277VAC,UL1077 | /Electronics & Electrical/Electronic Components & Devices/Automation Control Components | http://www.altechcorp.com/breakers/ | 1BU60R | http://www.altechcorp.com/PDFS/Splits/mcb13.pdf | http://www.altechcorp.com/GoogleAssets/UL1077-1TpoleDrawing.jpg |  |  |  | STD Pack 12 |  |  |  | Rated Current | 60A | ﻿Voltage Rating | ﻿480Y/277VAC | ﻿Short Circuit Withstand Rating ﻿(UL - Ratings) | ﻿0.5-6A (RC): 10kA with no back-up fuse; 8-63A (RC): 10kA with UL-listed; Class J back-up fuse; 5kA with no back-up fuse | ﻿Interrupting Capacity ﻿(IEC/EN60898/60947-2) | ﻿0.5-63A (RC): 10kA | ﻿Calibration Temperature | ﻿30°C (86°F) | ﻿Operating Temperature | ﻿-25° to 60°C (-13° to 140°F) | ﻿Storage Temperature | ﻿-25° to 75°C (-13° to 167°F) | ﻿Terminal Size Acceptability ﻿and Torque | ﻿14-3 AWG: 17.5 lb-in. (2.0 Nm); ﻿18-16 AWG: 25 lb-in. (2.8 Nm) | ﻿Terminal Protection Degree | ﻿IP39 | ﻿Vibration Resistance | ﻿3g (18-50Hz)
UL 1077 B-Trip One Pole Miniature Molded Case Circuit Breaker | http://www.altechcorp.com/GoogleAssets/UL1077-1Tpole.jpg | No | 1POLE,277VAC,UL1077 | /Electronics & Electrical/Electronic Components & Devices/Automation Control Components | http://www.altechcorp.com/breakers/ | 1BU63R | http://www.altechcorp.com/PDFS/Splits/mcb13.pdf | http://www.altechcorp.com/GoogleAssets/UL1077-1TpoleDrawing.jpg |  |  |  | STD Pack 12 |  |  |  | Rated Current | 63A | ﻿Voltage Rating | ﻿480Y/277VAC | ﻿Short Circuit Withstand Rating ﻿(UL - Ratings) | ﻿0.5-6A (RC): 10kA with no back-up fuse; 8-63A (RC): 10kA with UL-listed; Class J back-up fuse; 5kA with no back-up fuse | ﻿Interrupting Capacity ﻿(IEC/EN60898/60947-2) | ﻿0.5-63A (RC): 10kA | ﻿Calibration Temperature | ﻿30°C (86°F) | ﻿Operating Temperature | ﻿-25° to 60°C (-13° to 140°F) | ﻿Storage Temperature | ﻿-25° to 75°C (-13° to 167°F) | ﻿Terminal Size Acceptability ﻿and Torque | ﻿14-3 AWG: 17.5 lb-in. (2.0 Nm); ﻿18-16 AWG: 25 lb-in. (2.8 Nm) | ﻿Terminal Protection Degree | ﻿IP40 | ﻿Vibration Resistance | ﻿3g (18-50Hz)
UL 1077 B-Trip Two Pole Miniature Molded Case Circuit Breaker | http://www.altechcorp.com/GoogleAssets/UL1077-2Tpole.jpg | No | 480Y/277VAC,UL1077 | /Electronics & Electrical/Electronic Components & Devices/Automation Control Components | http://www.altechcorp.com/breakers/ | 2BU05R | http://www.altechcorp.com/PDFS/Splits/mcb13.pdf | http://www.altechcorp.com/GoogleAssets/UL1077-2TpoleDrawing.jpg |  |  |  | STD PACK 6 |  |  |  | Rated Current | 0.5A | ﻿Voltage Rating | ﻿480Y/277VAC | ﻿Short Circuit Withstand Rating ﻿(UL - Ratings) | ﻿0.5-6A (RC): 10kA with no back-up fuse; 8-63A (RC): 10kA with UL-listed; Class J back-up fuse; 5kA with no back-up fuse | ﻿Interrupting Capacity ﻿(IEC/EN60898/60947-2) | ﻿0.5-63A (RC): 10kA | ﻿Calibration Temperature | ﻿30°C (86°F) | ﻿Operating Temperature | ﻿-25° to 60°C (-13° to 140°F) | ﻿Storage Temperature | ﻿-25° to 75°C (-13° to 167°F) | ﻿Terminal Size Acceptability ﻿and Torque | ﻿14-3 AWG: 17.5 lb-in. (2.0 Nm); ﻿18-16 AWG: 25 lb-in. (2.8 Nm) | ﻿Terminal Protection Degree | ﻿IP41 | ﻿Vibration Resistance | ﻿3g (18-50Hz)
UL 1077 B-Trip Two Pole Miniature Molded Case Circuit Breaker | http://www.altechcorp.com/GoogleAssets/UL1077-2Tpole.jpg | No | 480Y/277VAC,UL1077 | /Electronics & Electrical/Electronic Components & Devices/Automation Control Components | http://www.altechcorp.com/breakers/ | 2BU1R | http://www.altechcorp.com/PDFS/Splits/mcb13.pdf | http://www.altechcorp.com/GoogleAssets/UL1077-2TpoleDrawing.jpg |  |  |  | STD PACK 6 |  |  |  | Rated Current | 1.0A | ﻿Voltage Rating | ﻿480Y/277VAC | ﻿Short Circuit Withstand Rating ﻿(UL - Ratings) | ﻿0.5-6A (RC): 10kA with no back-up fuse; 8-63A (RC): 10kA with UL-listed; Class J back-up fuse; 5kA with no back-up fuse | ﻿Interrupting Capacity ﻿(IEC/EN60898/60947-2) | ﻿0.5-63A (RC): 10kA | ﻿Calibration Temperature | ﻿30°C (86°F) | ﻿Operating Temperature | ﻿-25° to 60°C (-13° to 140°F) | ﻿Storage Temperature | ﻿-25° to 75°C (-13° to 167°F) | ﻿Terminal Size Acceptability ﻿and Torque | ﻿14-3 AWG: 17.5 lb-in. (2.0 Nm); ﻿18-16 AWG: 25 lb-in. (2.8 Nm) | ﻿Terminal Protection Degree | ﻿IP42 | ﻿Vibration Resistance | ﻿3g (18-50Hz)
UL 1077 B-Trip Two Pole Miniature Molded Case Circuit Breaker | http://www.altechcorp.com/GoogleAssets/UL1077-2Tpole.jpg | No | 480Y/277VAC,UL1077 | /Electronics & Electrical/Electronic Components & Devices/Automation Control Components | http://www.altechcorp.com/breakers/ | 2BU2R | http://www.altechcorp.com/PDFS/Splits/mcb13.pdf | http://www.altechcorp.com/GoogleAssets/UL1077-2TpoleDrawing.jpg |  |  |  | STD PACK 6 |  |  |  | Rated Current | 2.0A | ﻿Voltage Rating | ﻿480Y/277VAC | ﻿Short Circuit Withstand Rating ﻿(UL - Ratings) | ﻿0.5-6A (RC): 10kA with no back-up fuse; 8-63A (RC): 10kA with UL-listed; Class J back-up fuse; 5kA with no back-up fuse | ﻿Interrupting Capacity ﻿(IEC/EN60898/60947-2) | ﻿0.5-63A (RC): 10kA | ﻿Calibration Temperature | ﻿30°C (86°F) | ﻿Operating Temperature | ﻿-25° to 60°C (-13° to 140°F) | ﻿Storage Temperature | ﻿-25° to 75°C (-13° to 167°F) | ﻿Terminal Size Acceptability ﻿and Torque | ﻿14-3 AWG: 17.5 lb-in. (2.0 Nm); ﻿18-16 AWG: 25 lb-in. (2.8 Nm) | ﻿Terminal Protection Degree | ﻿IP43 | ﻿Vibration Resistance | ﻿3g (18-50Hz)
UL 1077 B-Trip Two Pole Miniature Molded Case Circuit Breaker | http://www.altechcorp.com/GoogleAssets/UL1077-2Tpole.jpg | No | 480Y/277VAC,UL1077 | /Electronics & Electrical/Electronic Components & Devices/Automation Control Components | http://www.altechcorp.com/breakers/ | 2BU3R | http://www.altechcorp.com/PDFS/Splits/mcb13.pdf | http://www.altechcorp.com/GoogleAssets/UL1077-2TpoleDrawing.jpg |  |  |  | STD PACK 6 |  |  |  | Rated Current | 3.0A | ﻿Voltage Rating | ﻿480Y/277VAC | ﻿Short Circuit Withstand Rating ﻿(UL - Ratings) | ﻿0.5-6A (RC): 10kA with no back-up fuse; 8-63A (RC): 10kA with UL-listed; Class J back-up fuse; 5kA with no back-up fuse | ﻿Interrupting Capacity ﻿(IEC/EN60898/60947-2) | ﻿0.5-63A (RC): 10kA | ﻿Calibration Temperature | ﻿30°C (86°F) | ﻿Operating Temperature | ﻿-25° to 60°C (-13° to 140°F) | ﻿Storage Temperature | ﻿-25° to 75°C (-13° to 167°F) | ﻿Terminal Size Acceptability ﻿and Torque | ﻿14-3 AWG: 17.5 lb-in. (2.0 Nm); ﻿18-16 AWG: 25 lb-in. (2.8 Nm) | ﻿Terminal Protection Degree | ﻿IP44 | ﻿Vibration Resistance | ﻿3g (18-50Hz)
UL 1077 B-Trip Two Pole Miniature Molded Case Circuit Breaker | http://www.altechcorp.com/GoogleAssets/UL1077-2Tpole.jpg | No | 480Y/277VAC,UL1077 | /Electronics & Electrical/Electronic Components & Devices/Automation Control Components | http://www.altechcorp.com/breakers/ | 2BU4R | http://www.altechcorp.com/PDFS/Splits/mcb13.pdf | http://www.altechcorp.com/GoogleAssets/UL1077-2TpoleDrawing.jpg |  |  |  | STD PACK 6 |  |  |  | Rated Current | 4.0A | ﻿Voltage Rating | ﻿480Y/277VAC | ﻿Short Circuit Withstand Rating ﻿(UL - Ratings) | ﻿0.5-6A (RC): 10kA with no back-up fuse; 8-63A (RC): 10kA with UL-listed; Class J back-up fuse; 5kA with no back-up fuse | ﻿Interrupting Capacity ﻿(IEC/EN60898/60947-2) | ﻿0.5-63A (RC): 10kA | ﻿Calibration Temperature | ﻿30°C (86°F) | ﻿Operating Temperature | ﻿-25° to 60°C (-13° to 140°F) | ﻿Storage Temperature | ﻿-25° to 75°C (-13° to 167°F) | ﻿Terminal Size Acceptability ﻿and Torque | ﻿14-3 AWG: 17.5 lb-in. (2.0 Nm); ﻿18-16 AWG: 25 lb-in. (2.8 Nm) | ﻿Terminal Protection Degree | ﻿IP45 | ﻿Vibration Resistance | ﻿3g (18-50Hz)
UL 1077 B-Trip Two Pole Miniature Molded Case Circuit Breaker | http://www.altechcorp.com/GoogleAssets/UL1077-2Tpole.jpg | No | 480Y/277VAC,UL1077 | /Electronics & Electrical/Electronic Components & Devices/Automation Control Components | http://www.altechcorp.com/breakers/ | 2BU5R | http://www.altechcorp.com/PDFS/Splits/mcb13.pdf | http://www.altechcorp.com/GoogleAssets/UL1077-2TpoleDrawing.jpg |  |  |  | STD PACK 6 |  |  |  | Rated Current | 5.0A | ﻿Voltage Rating | ﻿480Y/277VAC | ﻿Short Circuit Withstand Rating ﻿(UL - Ratings) | ﻿0.5-6A (RC): 10kA with no back-up fuse; 8-63A (RC): 10kA with UL-listed; Class J back-up fuse; 5kA with no back-up fuse | ﻿Interrupting Capacity ﻿(IEC/EN60898/60947-2) | ﻿0.5-63A (RC): 10kA | ﻿Calibration Temperature | ﻿30°C (86°F) | ﻿Operating Temperature | ﻿-25° to 60°C (-13° to 140°F) | ﻿Storage Temperature | ﻿-25° to 75°C (-13° to 167°F) | ﻿Terminal Size Acceptability ﻿and Torque | ﻿14-3 AWG: 17.5 lb-in. (2.0 Nm); ﻿18-16 AWG: 25 lb-in. (2.8 Nm) | ﻿Terminal Protection Degree | ﻿IP46 | ﻿Vibration Resistance | ﻿3g (18-50Hz)
UL 1077 B-Trip Two Pole Miniature Molded Case Circuit Breaker | http://www.altechcorp.com/GoogleAssets/UL1077-2Tpole.jpg | No | 480Y/277VAC,UL1077 | /Electronics & Electrical/Electronic Components & Devices/Automation Control Components | http://www.altechcorp.com/breakers/ | 2BU6R | http://www.altechcorp.com/PDFS/Splits/mcb13.pdf | http://www.altechcorp.com/GoogleAssets/UL1077-2TpoleDrawing.jpg |  |  |  | STD PACK 6 |  |  |  | Rated Current | 6.0A | ﻿Voltage Rating | ﻿480Y/277VAC | ﻿Short Circuit Withstand Rating ﻿(UL - Ratings) | ﻿0.5-6A (RC): 10kA with no back-up fuse; 8-63A (RC): 10kA with UL-listed; Class J back-up fuse; 5kA with no back-up fuse | ﻿Interrupting Capacity ﻿(IEC/EN60898/60947-2) | ﻿0.5-63A (RC): 10kA | ﻿Calibration Temperature | ﻿30°C (86°F) | ﻿Operating Temperature | ﻿-25° to 60°C (-13° to 140°F) | ﻿Storage Temperature | ﻿-25° to 75°C (-13° to 167°F) | ﻿Terminal Size Acceptability ﻿and Torque | ﻿14-3 AWG: 17.5 lb-in. (2.0 Nm); ﻿18-16 AWG: 25 lb-in. (2.8 Nm) | ﻿Terminal Protection Degree | ﻿IP47 | ﻿Vibration Resistance | ﻿3g (18-50Hz)
UL 1077 B-Trip Two Pole Miniature Molded Case Circuit Breaker | http://www.altechcorp.com/GoogleAssets/UL1077-2Tpole.jpg | No | 480Y/277VAC,UL1077 | /Electronics & Electrical/Electronic Components & Devices/Automation Control Components | http://www.altechcorp.com/breakers/ | 2BU8R | http://www.altechcorp.com/PDFS/Splits/mcb13.pdf | http://www.altechcorp.com/GoogleAssets/UL1077-2TpoleDrawing.jpg |  |  |  | STD PACK 6 |  |  |  | Rated Current | 8.0A | ﻿Voltage Rating | ﻿480Y/277VAC | ﻿Short Circuit Withstand Rating ﻿(UL - Ratings) | ﻿0.5-6A (RC): 10kA with no back-up fuse; 8-63A (RC): 10kA with UL-listed; Class J back-up fuse; 5kA with no back-up fuse | ﻿Interrupting Capacity ﻿(IEC/EN60898/60947-2) | ﻿0.5-63A (RC): 10kA | ﻿Calibration Temperature | ﻿30°C (86°F) | ﻿Operating Temperature | ﻿-25° to 60°C (-13° to 140°F) | ﻿Storage Temperature | ﻿-25° to 75°C (-13° to 167°F) | ﻿Terminal Size Acceptability ﻿and Torque | ﻿14-3 AWG: 17.5 lb-in. (2.0 Nm); ﻿18-16 AWG: 25 lb-in. (2.8 Nm) | ﻿Terminal Protection Degree | ﻿IP48 | ﻿Vibration Resistance | ﻿3g (18-50Hz)
UL 1077 B-Trip Two Pole Miniature Molded Case Circuit Breaker | http://www.altechcorp.com/GoogleAssets/UL1077-2Tpole.jpg | No | 480Y/277VAC,UL1077 | /Electronics & Electrical/Electronic Components & Devices/Automation Control Components | http://www.altechcorp.com/breakers/ | 2BU10R | http://www.altechcorp.com/PDFS/Splits/mcb13.pdf | http://www.altechcorp.com/GoogleAssets/UL1077-2TpoleDrawing.jpg |  |  |  | STD PACK 6 |  |  |  | Rated Current | 10A | ﻿Voltage Rating | ﻿480Y/277VAC | ﻿Short Circuit Withstand Rating ﻿(UL - Ratings) | ﻿0.5-6A (RC): 10kA with no back-up fuse; 8-63A (RC): 10kA with UL-listed; Class J back-up fuse; 5kA with no back-up fuse | ﻿Interrupting Capacity ﻿(IEC/EN60898/60947-2) | ﻿0.5-63A (RC): 10kA | ﻿Calibration Temperature | ﻿30°C (86°F) | ﻿Operating Temperature | ﻿-25° to 60°C (-13° to 140°F) | ﻿Storage Temperature | ﻿-25° to 75°C (-13° to 167°F) | ﻿Terminal Size Acceptability ﻿and Torque | ﻿14-3 AWG: 17.5 lb-in. (2.0 Nm); ﻿18-16 AWG: 25 lb-in. (2.8 Nm) | ﻿Terminal Protection Degree | ﻿IP49 | ﻿Vibration Resistance | ﻿3g (18-50Hz)
UL 1077 B-Trip Two Pole Miniature Molded Case Circuit Breaker | http://www.altechcorp.com/GoogleAssets/UL1077-2Tpole.jpg | No | 480Y/277VAC,UL1077 | /Electronics & Electrical/Electronic Components & Devices/Automation Control Components | http://www.altechcorp.com/breakers/ | 2BU12R | http://www.altechcorp.com/PDFS/Splits/mcb13.pdf | http://www.altechcorp.com/GoogleAssets/UL1077-2TpoleDrawing.jpg |  |  |  | STD PACK 6 |  |  |  | Rated Current | 12A | ﻿Voltage Rating | ﻿480Y/277VAC | ﻿Short Circuit Withstand Rating ﻿(UL - Ratings) | ﻿0.5-6A (RC): 10kA with no back-up fuse; 8-63A (RC): 10kA with UL-listed; Class J back-up fuse; 5kA with no back-up fuse | ﻿Interrupting Capacity ﻿(IEC/EN60898/60947-2) | ﻿0.5-63A (RC): 10kA | ﻿Calibration Temperature | ﻿30°C (86°F) | ﻿Operating Temperature | ﻿-25° to 60°C (-13° to 140°F) | ﻿Storage Temperature | ﻿-25° to 75°C (-13° to 167°F) | ﻿Terminal Size Acceptability ﻿and Torque | ﻿14-3 AWG: 17.5 lb-in. (2.0 Nm); ﻿18-16 AWG: 25 lb-in. (2.8 Nm) | ﻿Terminal Protection Degree | ﻿IP50 | ﻿Vibration Resistance | ﻿3g (18-50Hz)
UL 1077 B-Trip Two Pole Miniature Molded Case Circuit Breaker | http://www.altechcorp.com/GoogleAssets/UL1077-2Tpole.jpg | No | 480Y/277VAC,UL1077 | /Electronics & Electrical/Electronic Components & Devices/Automation Control Components | http://www.altechcorp.com/breakers/ | 2BU13R | http://www.altechcorp.com/PDFS/Splits/mcb13.pdf | http://www.altechcorp.com/GoogleAssets/UL1077-2TpoleDrawing.jpg |  |  |  | STD PACK 6 |  |  |  | Rated Current | 13A | ﻿Voltage Rating | ﻿480Y/277VAC | ﻿Short Circuit Withstand Rating ﻿(UL - Ratings) | ﻿0.5-6A (RC): 10kA with no back-up fuse; 8-63A (RC): 10kA with UL-listed; Class J back-up fuse; 5kA with no back-up fuse | ﻿Interrupting Capacity ﻿(IEC/EN60898/60947-2) | ﻿0.5-63A (RC): 10kA | ﻿Calibration Temperature | ﻿30°C (86°F) | ﻿Operating Temperature | ﻿-25° to 60°C (-13° to 140°F) | ﻿Storage Temperature | ﻿-25° to 75°C (-13° to 167°F) | ﻿Terminal Size Acceptability ﻿and Torque | ﻿14-3 AWG: 17.5 lb-in. (2.0 Nm); ﻿18-16 AWG: 25 lb-in. (2.8 Nm) | ﻿Terminal Protection Degree | ﻿IP51 | ﻿Vibration Resistance | ﻿3g (18-50Hz)
UL 1077 B-Trip Two Pole Miniature Molded Case Circuit Breaker | http://www.altechcorp.com/GoogleAssets/UL1077-2Tpole.jpg | No | 480Y/277VAC,UL1077 | /Electronics & Electrical/Electronic Components & Devices/Automation Control Components | http://www.altechcorp.com/breakers/ | 2BU15R | http://www.altechcorp.com/PDFS/Splits/mcb13.pdf | http://www.altechcorp.com/GoogleAssets/UL1077-2TpoleDrawing.jpg |  |  |  | STD PACK 6 |  |  |  | Rated Current | 15A | ﻿Voltage Rating | ﻿480Y/277VAC | ﻿Short Circuit Withstand Rating ﻿(UL - Ratings) | ﻿0.5-6A (RC): 10kA with no back-up fuse; 8-63A (RC): 10kA with UL-listed; Class J back-up fuse; 5kA with no back-up fuse | ﻿Interrupting Capacity ﻿(IEC/EN60898/60947-2) | ﻿0.5-63A (RC): 10kA | ﻿Calibration Temperature | ﻿30°C (86°F) | ﻿Operating Temperature | ﻿-25° to 60°C (-13° to 140°F) | ﻿Storage Temperature | ﻿-25° to 75°C (-13° to 167°F) | ﻿Terminal Size Acceptability ﻿and Torque | ﻿14-3 AWG: 17.5 lb-in. (2.0 Nm); ﻿18-16 AWG: 25 lb-in. (2.8 Nm) | ﻿Terminal Protection Degree | ﻿IP52 | ﻿Vibration Resistance | ﻿3g (18-50Hz)
UL 1077 B-Trip Two Pole Miniature Molded Case Circuit Breaker | http://www.altechcorp.com/GoogleAssets/UL1077-2Tpole.jpg | No | 480Y/277VAC,UL1077 | /Electronics & Electrical/Electronic Components & Devices/Automation Control Components | http://www.altechcorp.com/breakers/ | 2BU16R | http://www.altechcorp.com/PDFS/Splits/mcb13.pdf | http://www.altechcorp.com/GoogleAssets/UL1077-2TpoleDrawing.jpg |  |  |  | STD PACK 6 |  |  |  | Rated Current | 16A | ﻿Voltage Rating | ﻿480Y/277VAC | ﻿Short Circuit Withstand Rating ﻿(UL - Ratings) | ﻿0.5-6A (RC): 10kA with no back-up fuse; 8-63A (RC): 10kA with UL-listed; Class J back-up fuse; 5kA with no back-up fuse | ﻿Interrupting Capacity ﻿(IEC/EN60898/60947-2) | ﻿0.5-63A (RC): 10kA | ﻿Calibration Temperature | ﻿30°C (86°F) | ﻿Operating Temperature | ﻿-25° to 60°C (-13° to 140°F) | ﻿Storage Temperature | ﻿-25° to 75°C (-13° to 167°F) | ﻿Terminal Size Acceptability ﻿and Torque | ﻿14-3 AWG: 17.5 lb-in. (2.0 Nm); ﻿18-16 AWG: 25 lb-in. (2.8 Nm) | ﻿Terminal Protection Degree | ﻿IP53 | ﻿Vibration Resistance | ﻿3g (18-50Hz)
UL 1077 B-Trip Two Pole Miniature Molded Case Circuit Breaker | http://www.altechcorp.com/GoogleAssets/UL1077-2Tpole.jpg | No | 480Y/277VAC,UL1077 | /Electronics & Electrical/Electronic Components & Devices/Automation Control Components | http://www.altechcorp.com/breakers/ | 2BU20R | http://www.altechcorp.com/PDFS/Splits/mcb13.pdf | http://www.altechcorp.com/GoogleAssets/UL1077-2TpoleDrawing.jpg |  |  |  | STD PACK 6 |  |  |  | Rated Current | 20A | ﻿Voltage Rating | ﻿480Y/277VAC | ﻿Short Circuit Withstand Rating ﻿(UL - Ratings) | ﻿0.5-6A (RC): 10kA with no back-up fuse; 8-63A (RC): 10kA with UL-listed; Class J back-up fuse; 5kA with no back-up fuse | ﻿Interrupting Capacity ﻿(IEC/EN60898/60947-2) | ﻿0.5-63A (RC): 10kA | ﻿Calibration Temperature | ﻿30°C (86°F) | ﻿Operating Temperature | ﻿-25° to 60°C (-13° to 140°F) | ﻿Storage Temperature | ﻿-25° to 75°C (-13° to 167°F) | ﻿Terminal Size Acceptability ﻿and Torque | ﻿14-3 AWG: 17.5 lb-in. (2.0 Nm); ﻿18-16 AWG: 25 lb-in. (2.8 Nm) | ﻿Terminal Protection Degree | ﻿IP54 | ﻿Vibration Resistance | ﻿3g (18-50Hz)
UL 1077 B-Trip Two Pole Miniature Molded Case Circuit Breaker | http://www.altechcorp.com/GoogleAssets/UL1077-2Tpole.jpg | No | 480Y/277VAC,UL1077 | /Electronics & Electrical/Electronic Components & Devices/Automation Control Components | http://www.altechcorp.com/breakers/ | 2BU25R | http://www.altechcorp.com/PDFS/Splits/mcb13.pdf | http://www.altechcorp.com/GoogleAssets/UL1077-2TpoleDrawing.jpg |  |  |  | STD PACK 6 |  |  |  | Rated Current | 25A | ﻿Voltage Rating | ﻿480Y/277VAC | ﻿Short Circuit Withstand Rating ﻿(UL - Ratings) | ﻿0.5-6A (RC): 10kA with no back-up fuse; 8-63A (RC): 10kA with UL-listed; Class J back-up fuse; 5kA with no back-up fuse | ﻿Interrupting Capacity ﻿(IEC/EN60898/60947-2) | ﻿0.5-63A (RC): 10kA | ﻿Calibration Temperature | ﻿30°C (86°F) | ﻿Operating Temperature | ﻿-25° to 60°C (-13° to 140°F) | ﻿Storage Temperature | ﻿-25° to 75°C (-13° to 167°F) | ﻿Terminal Size Acceptability ﻿and Torque | ﻿14-3 AWG: 17.5 lb-in. (2.0 Nm); ﻿18-16 AWG: 25 lb-in. (2.8 Nm) | ﻿Terminal Protection Degree | ﻿IP55 | ﻿Vibration Resistance | ﻿3g (18-50Hz)
UL 1077 B-Trip Two Pole Miniature Molded Case Circuit Breaker | http://www.altechcorp.com/GoogleAssets/UL1077-2Tpole.jpg | No | 480Y/277VAC,UL1077 | /Electronics & Electrical/Electronic Components & Devices/Automation Control Components | http://www.altechcorp.com/breakers/ | 2BU32R | http://www.altechcorp.com/PDFS/Splits/mcb13.pdf | http://www.altechcorp.com/GoogleAssets/UL1077-2TpoleDrawing.jpg |  |  |  | STD PACK 6 |  |  |  | Rated Current | 32A | ﻿Voltage Rating | ﻿480Y/277VAC | ﻿Short Circuit Withstand Rating ﻿(UL - Ratings) | ﻿0.5-6A (RC): 10kA with no back-up fuse; 8-63A (RC): 10kA with UL-listed; Class J back-up fuse; 5kA with no back-up fuse | ﻿Interrupting Capacity ﻿(IEC/EN60898/60947-2) | ﻿0.5-63A (RC): 10kA | ﻿Calibration Temperature | ﻿30°C (86°F) | ﻿Operating Temperature | ﻿-25° to 60°C (-13° to 140°F) | ﻿Storage Temperature | ﻿-25° to 75°C (-13° to 167°F) | ﻿Terminal Size Acceptability ﻿and Torque | ﻿14-3 AWG: 17.5 lb-in. (2.0 Nm); ﻿18-16 AWG: 25 lb-in. (2.8 Nm) | ﻿Terminal Protection Degree | ﻿IP56 | ﻿Vibration Resistance | ﻿3g (18-50Hz)
UL 1077 B-Trip Two Pole Miniature Molded Case Circuit Breaker | http://www.altechcorp.com/GoogleAssets/UL1077-2Tpole.jpg | No | 480Y/277VAC,UL1077 | /Electronics & Electrical/Electronic Components & Devices/Automation Control Components | http://www.altechcorp.com/breakers/ | 2BU40R | http://www.altechcorp.com/PDFS/Splits/mcb13.pdf | http://www.altechcorp.com/GoogleAssets/UL1077-2TpoleDrawing.jpg |  |  |  | STD PACK 6 |  |  |  | Rated Current | 40A | ﻿Voltage Rating | ﻿480Y/277VAC | ﻿Short Circuit Withstand Rating ﻿(UL - Ratings) | ﻿0.5-6A (RC): 10kA with no back-up fuse; 8-63A (RC): 10kA with UL-listed; Class J back-up fuse; 5kA with no back-up fuse | ﻿Interrupting Capacity ﻿(IEC/EN60898/60947-2) | ﻿0.5-63A (RC): 10kA | ﻿Calibration Temperature | ﻿30°C (86°F) | ﻿Operating Temperature | ﻿-25° to 60°C (-13° to 140°F) | ﻿Storage Temperature | ﻿-25° to 75°C (-13° to 167°F) | ﻿Terminal Size Acceptability ﻿and Torque | ﻿14-3 AWG: 17.5 lb-in. (2.0 Nm); ﻿18-16 AWG: 25 lb-in. (2.8 Nm) | ﻿Terminal Protection Degree | ﻿IP57 | ﻿Vibration Resistance | ﻿3g (18-50Hz)
UL 1077 B-Trip Two Pole Miniature Molded Case Circuit Breaker | http://www.altechcorp.com/GoogleAssets/UL1077-2Tpole.jpg | No | 480Y/277VAC,UL1077 | /Electronics & Electrical/Electronic Components & Devices/Automation Control Components | http://www.altechcorp.com/breakers/ | 2BU50R | http://www.altechcorp.com/PDFS/Splits/mcb13.pdf | http://www.altechcorp.com/GoogleAssets/UL1077-2TpoleDrawing.jpg |  |  |  | STD PACK 6 |  |  |  | Rated Current | 50A | ﻿Voltage Rating | ﻿480Y/277VAC | ﻿Short Circuit Withstand Rating ﻿(UL - Ratings) | ﻿0.5-6A (RC): 10kA with no back-up fuse; 8-63A (RC): 10kA with UL-listed; Class J back-up fuse; 5kA with no back-up fuse | ﻿Interrupting Capacity ﻿(IEC/EN60898/60947-2) | ﻿0.5-63A (RC): 10kA | ﻿Calibration Temperature | ﻿30°C (86°F) | ﻿Operating Temperature | ﻿-25° to 60°C (-13° to 140°F) | ﻿Storage Temperature | ﻿-25° to 75°C (-13° to 167°F) | ﻿Terminal Size Acceptability ﻿and Torque | ﻿14-3 AWG: 17.5 lb-in. (2.0 Nm); ﻿18-16 AWG: 25 lb-in. (2.8 Nm) | ﻿Terminal Protection Degree | ﻿IP58 | ﻿Vibration Resistance | ﻿3g (18-50Hz)
UL 1077 B-Trip Two Pole Miniature Molded Case Circuit Breaker | http://www.altechcorp.com/GoogleAssets/UL1077-2Tpole.jpg | No | 480Y/277VAC,UL1077 | /Electronics & Electrical/Electronic Components & Devices/Automation Control Components | http://www.altechcorp.com/breakers/ | 2BU60R | http://www.altechcorp.com/PDFS/Splits/mcb13.pdf | http://www.altechcorp.com/GoogleAssets/UL1077-2TpoleDrawing.jpg |  |  |  | STD PACK 6 |  |  |  | Rated Current | 60A | ﻿Voltage Rating | ﻿480Y/277VAC | ﻿Short Circuit Withstand Rating ﻿(UL - Ratings) | ﻿0.5-6A (RC): 10kA with no back-up fuse; 8-63A (RC): 10kA with UL-listed; Class J back-up fuse; 5kA with no back-up fuse | ﻿Interrupting Capacity ﻿(IEC/EN60898/60947-2) | ﻿0.5-63A (RC): 10kA | ﻿Calibration Temperature | ﻿30°C (86°F) | ﻿Operating Temperature | ﻿-25° to 60°C (-13° to 140°F) | ﻿Storage Temperature | ﻿-25° to 75°C (-13° to 167°F) | ﻿Terminal Size Acceptability ﻿and Torque | ﻿14-3 AWG: 17.5 lb-in. (2.0 Nm); ﻿18-16 AWG: 25 lb-in. (2.8 Nm) | ﻿Terminal Protection Degree | ﻿IP59 | ﻿Vibration Resistance | ﻿3g (18-50Hz)
UL 1077 B-Trip Two Pole Miniature Molded Case Circuit Breaker | http://www.altechcorp.com/GoogleAssets/UL1077-2Tpole.jpg | No | 480Y/277VAC,UL1077 | /Electronics & Electrical/Electronic Components & Devices/Automation Control Components | http://www.altechcorp.com/breakers/ | 2BU63R | http://www.altechcorp.com/PDFS/Splits/mcb13.pdf | http://www.altechcorp.com/GoogleAssets/UL1077-2TpoleDrawing.jpg |  |  |  | STD PACK 6 |  |  |  | Rated Current | 63A | ﻿Voltage Rating | ﻿480Y/277VAC | ﻿Short Circuit Withstand Rating ﻿(UL - Ratings) | ﻿0.5-6A (RC): 10kA with no back-up fuse; 8-63A (RC): 10kA with UL-listed; Class J back-up fuse; 5kA with no back-up fuse | ﻿Interrupting Capacity ﻿(IEC/EN60898/60947-2) | ﻿0.5-63A (RC): 10kA | ﻿Calibration Temperature | ﻿30°C (86°F) | ﻿Operating Temperature | ﻿-25° to 60°C (-13° to 140°F) | ﻿Storage Temperature | ﻿-25° to 75°C (-13° to 167°F) | ﻿Terminal Size Acceptability ﻿and Torque | ﻿14-3 AWG: 17.5 lb-in. (2.0 Nm); ﻿18-16 AWG: 25 lb-in. (2.8 Nm) | ﻿Terminal Protection Degree | ﻿IP60 | ﻿Vibration Resistance | ﻿3g (18-50Hz)
UL 1077 B-Trip Three Pole Miniature Molded Case Circuit Breaker | http://www.altechcorp.com/GoogleAssets/UL1077-3Tpole.jpg | No | 480Y/277VAC,UL1077 | /Electronics & Electrical/Electronic Components & Devices/Automation Control Components | http://www.altechcorp.com/breakers/ | 3BU05R | http://www.altechcorp.com/PDFS/Splits/mcb13.pdf | http://www.altechcorp.com/GoogleAssets/UL1077-3TpoleDrawing.jpg |  |  |  | STD PACK 4 |  |  |  | Rated Current | 0.5A | ﻿Voltage Rating | ﻿480Y/277VAC | ﻿Short Circuit Withstand Rating ﻿(UL - Ratings) | ﻿0.5-6A (RC): 10kA with no back-up fuse; 8-63A (RC): 10kA with UL-listed; Class J back-up fuse; 5kA with no back-up fuse | ﻿Interrupting Capacity ﻿(IEC/EN60898/60947-2) | ﻿0.5-63A (RC): 10kA | ﻿Calibration Temperature | ﻿30°C (86°F) | ﻿Operating Temperature | ﻿-25° to 60°C (-13° to 140°F) | ﻿Storage Temperature | ﻿-25° to 75°C (-13° to 167°F) | ﻿Terminal Size Acceptability ﻿and Torque | ﻿14-3 AWG: 17.5 lb-in. (2.0 Nm); ﻿18-16 AWG: 25 lb-in. (2.8 Nm) | ﻿Terminal Protection Degree | ﻿IP61 | ﻿Vibration Resistance | ﻿3g (18-50Hz)
UL 1077 B-Trip Three Pole Miniature Molded Case Circuit Breaker | http://www.altechcorp.com/GoogleAssets/UL1077-3Tpole.jpg | No | 480Y/277VAC,UL1077 | /Electronics & Electrical/Electronic Components & Devices/Automation Control Components | http://www.altechcorp.com/breakers/ | 3BU1R | http://www.altechcorp.com/PDFS/Splits/mcb13.pdf | http://www.altechcorp.com/GoogleAssets/UL1077-3TpoleDrawing.jpg |  |  |  | STD PACK 4 |  |  |  | Rated Current | 1.0A | ﻿Voltage Rating | ﻿480Y/277VAC | ﻿Short Circuit Withstand Rating ﻿(UL - Ratings) | ﻿0.5-6A (RC): 10kA with no back-up fuse; 8-63A (RC): 10kA with UL-listed; Class J back-up fuse; 5kA with no back-up fuse | ﻿Interrupting Capacity ﻿(IEC/EN60898/60947-2) | ﻿0.5-63A (RC): 10kA | ﻿Calibration Temperature | ﻿30°C (86°F) | ﻿Operating Temperature | ﻿-25° to 60°C (-13° to 140°F) | ﻿Storage Temperature | ﻿-25° to 75°C (-13° to 167°F) | ﻿Terminal Size Acceptability ﻿and Torque | ﻿14-3 AWG: 17.5 lb-in. (2.0 Nm); ﻿18-16 AWG: 25 lb-in. (2.8 Nm) | ﻿Terminal Protection Degree | ﻿IP62 | ﻿Vibration Resistance | ﻿3g (18-50Hz)
UL 1077 B-Trip Three Pole Miniature Molded Case Circuit Breaker | http://www.altechcorp.com/GoogleAssets/UL1077-3Tpole.jpg | No | 480Y/277VAC,UL1077 | /Electronics & Electrical/Electronic Components & Devices/Automation Control Components | http://www.altechcorp.com/breakers/ | 3BU2R | http://www.altechcorp.com/PDFS/Splits/mcb13.pdf | http://www.altechcorp.com/GoogleAssets/UL1077-3TpoleDrawing.jpg |  |  |  | STD PACK 4 |  |  |  | Rated Current | 2.0A | ﻿Voltage Rating | ﻿480Y/277VAC | ﻿Short Circuit Withstand Rating ﻿(UL - Ratings) | ﻿0.5-6A (RC): 10kA with no back-up fuse; 8-63A (RC): 10kA with UL-listed; Class J back-up fuse; 5kA with no back-up fuse | ﻿Interrupting Capacity ﻿(IEC/EN60898/60947-2) | ﻿0.5-63A (RC): 10kA | ﻿Calibration Temperature | ﻿30°C (86°F) | ﻿Operating Temperature | ﻿-25° to 60°C (-13° to 140°F) | ﻿Storage Temperature | ﻿-25° to 75°C (-13° to 167°F) | ﻿Terminal Size Acceptability ﻿and Torque | ﻿14-3 AWG: 17.5 lb-in. (2.0 Nm); ﻿18-16 AWG: 25 lb-in. (2.8 Nm) | ﻿Terminal Protection Degree | ﻿IP63 | ﻿Vibration Resistance | ﻿3g (18-50Hz)
UL 1077 B-Trip Three Pole Miniature Molded Case Circuit Breaker | http://www.altechcorp.com/GoogleAssets/UL1077-3Tpole.jpg | No | 480Y/277VAC,UL1077 | /Electronics & Electrical/Electronic Components & Devices/Automation Control Components | http://www.altechcorp.com/breakers/ | 3BU3R | http://www.altechcorp.com/PDFS/Splits/mcb13.pdf | http://www.altechcorp.com/GoogleAssets/UL1077-3TpoleDrawing.jpg |  |  |  | STD PACK 4 |  |  |  | Rated Current | 3.0A | ﻿Voltage Rating | ﻿480Y/277VAC | ﻿Short Circuit Withstand Rating ﻿(UL - Ratings) | ﻿0.5-6A (RC): 10kA with no back-up fuse; 8-63A (RC): 10kA with UL-listed; Class J back-up fuse; 5kA with no back-up fuse | ﻿Interrupting Capacity ﻿(IEC/EN60898/60947-2) | ﻿0.5-63A (RC): 10kA | ﻿Calibration Temperature | ﻿30°C (86°F) | ﻿Operating Temperature | ﻿-25° to 60°C (-13° to 140°F) | ﻿Storage Temperature | ﻿-25° to 75°C (-13° to 167°F) | ﻿Terminal Size Acceptability ﻿and Torque | ﻿14-3 AWG: 17.5 lb-in. (2.0 Nm); ﻿18-16 AWG: 25 lb-in. (2.8 Nm) | ﻿Terminal Protection Degree | ﻿IP64 | ﻿Vibration Resistance | ﻿3g (18-50Hz)
UL 1077 B-Trip Three Pole Miniature Molded Case Circuit Breaker | http://www.altechcorp.com/GoogleAssets/UL1077-3Tpole.jpg | No | 480Y/277VAC,UL1077 | /Electronics & Electrical/Electronic Components & Devices/Automation Control Components | http://www.altechcorp.com/breakers/ | 3BU4R | http://www.altechcorp.com/PDFS/Splits/mcb13.pdf | http://www.altechcorp.com/GoogleAssets/UL1077-3TpoleDrawing.jpg |  |  |  | STD PACK 4 |  |  |  | Rated Current | 4.0A | ﻿Voltage Rating | ﻿480Y/277VAC | ﻿Short Circuit Withstand Rating ﻿(UL - Ratings) | ﻿0.5-6A (RC): 10kA with no back-up fuse; 8-63A (RC): 10kA with UL-listed; Class J back-up fuse; 5kA with no back-up fuse | ﻿Interrupting Capacity ﻿(IEC/EN60898/60947-2) | ﻿0.5-63A (RC): 10kA | ﻿Calibration Temperature | ﻿30°C (86°F) | ﻿Operating Temperature | ﻿-25° to 60°C (-13° to 140°F) | ﻿Storage Temperature | ﻿-25° to 75°C (-13° to 167°F) | ﻿Terminal Size Acceptability ﻿and Torque | ﻿14-3 AWG: 17.5 lb-in. (2.0 Nm); ﻿18-16 AWG: 25 lb-in. (2.8 Nm) | ﻿Terminal Protection Degree | ﻿IP65 | ﻿Vibration Resistance | ﻿3g (18-50Hz)
UL 1077 B-Trip Three Pole Miniature Molded Case Circuit Breaker | http://www.altechcorp.com/GoogleAssets/UL1077-3Tpole.jpg | No | 480Y/277VAC,UL1077 | /Electronics & Electrical/Electronic Components & Devices/Automation Control Components | http://www.altechcorp.com/breakers/ | 3BU5R | http://www.altechcorp.com/PDFS/Splits/mcb13.pdf | http://www.altechcorp.com/GoogleAssets/UL1077-3TpoleDrawing.jpg |  |  |  | STD PACK 4 |  |  |  | Rated Current | 5.0A | ﻿Voltage Rating | ﻿480Y/277VAC | ﻿Short Circuit Withstand Rating ﻿(UL - Ratings) | ﻿0.5-6A (RC): 10kA with no back-up fuse; 8-63A (RC): 10kA with UL-listed; Class J back-up fuse; 5kA with no back-up fuse | ﻿Interrupting Capacity ﻿(IEC/EN60898/60947-2) | ﻿0.5-63A (RC): 10kA | ﻿Calibration Temperature | ﻿30°C (86°F) | ﻿Operating Temperature | ﻿-25° to 60°C (-13° to 140°F) | ﻿Storage Temperature | ﻿-25° to 75°C (-13° to 167°F) | ﻿Terminal Size Acceptability ﻿and Torque | ﻿14-3 AWG: 17.5 lb-in. (2.0 Nm); ﻿18-16 AWG: 25 lb-in. (2.8 Nm) | ﻿Terminal Protection Degree | ﻿IP66 | ﻿Vibration Resistance | ﻿3g (18-50Hz)
UL 1077 B-Trip Three Pole Miniature Molded Case Circuit Breaker | http://www.altechcorp.com/GoogleAssets/UL1077-3Tpole.jpg | No | 480Y/277VAC,UL1077 | /Electronics & Electrical/Electronic Components & Devices/Automation Control Components | http://www.altechcorp.com/breakers/ | 3BU6R | http://www.altechcorp.com/PDFS/Splits/mcb13.pdf | http://www.altechcorp.com/GoogleAssets/UL1077-3TpoleDrawing.jpg |  |  |  | STD PACK 4 |  |  |  | Rated Current | 6.0A | ﻿Voltage Rating | ﻿480Y/277VAC | ﻿Short Circuit Withstand Rating ﻿(UL - Ratings) | ﻿0.5-6A (RC): 10kA with no back-up fuse; 8-63A (RC): 10kA with UL-listed; Class J back-up fuse; 5kA with no back-up fuse | ﻿Interrupting Capacity ﻿(IEC/EN60898/60947-2) | ﻿0.5-63A (RC): 10kA | ﻿Calibration Temperature | ﻿30°C (86°F) | ﻿Operating Temperature | ﻿-25° to 60°C (-13° to 140°F) | ﻿Storage Temperature | ﻿-25° to 75°C (-13° to 167°F) | ﻿Terminal Size Acceptability ﻿and Torque | ﻿14-3 AWG: 17.5 lb-in. (2.0 Nm); ﻿18-16 AWG: 25 lb-in. (2.8 Nm) | ﻿Terminal Protection Degree | ﻿IP67 | ﻿Vibration Resistance | ﻿3g (18-50Hz)
UL 1077 B-Trip Three Pole Miniature Molded Case Circuit Breaker | http://www.altechcorp.com/GoogleAssets/UL1077-3Tpole.jpg | No | 480Y/277VAC,UL1077 | /Electronics & Electrical/Electronic Components & Devices/Automation Control Components | http://www.altechcorp.com/breakers/ | 3BU8R | http://www.altechcorp.com/PDFS/Splits/mcb13.pdf | http://www.altechcorp.com/GoogleAssets/UL1077-3TpoleDrawing.jpg |  |  |  | STD PACK 4 |  |  |  | Rated Current | 8.0A | ﻿Voltage Rating | ﻿480Y/277VAC | ﻿Short Circuit Withstand Rating ﻿(UL - Ratings) | ﻿0.5-6A (RC): 10kA with no back-up fuse; 8-63A (RC): 10kA with UL-listed; Class J back-up fuse; 5kA with no back-up fuse | ﻿Interrupting Capacity ﻿(IEC/EN60898/60947-2) | ﻿0.5-63A (RC): 10kA | ﻿Calibration Temperature | ﻿30°C (86°F) | ﻿Operating Temperature | ﻿-25° to 60°C (-13° to 140°F) | ﻿Storage Temperature | ﻿-25° to 75°C (-13° to 167°F) | ﻿Terminal Size Acceptability ﻿and Torque | ﻿14-3 AWG: 17.5 lb-in. (2.0 Nm); ﻿18-16 AWG: 25 lb-in. (2.8 Nm) | ﻿Terminal Protection Degree | ﻿IP68 | ﻿Vibration Resistance | ﻿3g (18-50Hz)
UL 1077 B-Trip Three Pole Miniature Molded Case Circuit Breaker | http://www.altechcorp.com/GoogleAssets/UL1077-3Tpole.jpg | No | 480Y/277VAC,UL1077 | /Electronics & Electrical/Electronic Components & Devices/Automation Control Components | http://www.altechcorp.com/breakers/ | 3BU10R | http://www.altechcorp.com/PDFS/Splits/mcb13.pdf | http://www.altechcorp.com/GoogleAssets/UL1077-3TpoleDrawing.jpg |  |  |  | STD PACK 4 |  |  |  | Rated Current | 10A | ﻿Voltage Rating | ﻿480Y/277VAC | ﻿Short Circuit Withstand Rating ﻿(UL - Ratings) | ﻿0.5-6A (RC): 10kA with no back-up fuse; 8-63A (RC): 10kA with UL-listed; Class J back-up fuse; 5kA with no back-up fuse | ﻿Interrupting Capacity ﻿(IEC/EN60898/60947-2) | ﻿0.5-63A (RC): 10kA | ﻿Calibration Temperature | ﻿30°C (86°F) | ﻿Operating Temperature | ﻿-25° to 60°C (-13° to 140°F) | ﻿Storage Temperature | ﻿-25° to 75°C (-13° to 167°F) | ﻿Terminal Size Acceptability ﻿and Torque | ﻿14-3 AWG: 17.5 lb-in. (2.0 Nm); ﻿18-16 AWG: 25 lb-in. (2.8 Nm) | ﻿Terminal Protection Degree | ﻿IP69 | ﻿Vibration Resistance | ﻿3g (18-50Hz)
UL 1077 B-Trip Three Pole Miniature Molded Case Circuit Breaker | http://www.altechcorp.com/GoogleAssets/UL1077-3Tpole.jpg | No | 480Y/277VAC,UL1077 | /Electronics & Electrical/Electronic Components & Devices/Automation Control Components | http://www.altechcorp.com/breakers/ | 3BU12R | http://www.altechcorp.com/PDFS/Splits/mcb13.pdf | http://www.altechcorp.com/GoogleAssets/UL1077-3TpoleDrawing.jpg |  |  |  | STD PACK 4 |  |  |  | Rated Current | 12A | ﻿Voltage Rating | ﻿480Y/277VAC | ﻿Short Circuit Withstand Rating ﻿(UL - Ratings) | ﻿0.5-6A (RC): 10kA with no back-up fuse; 8-63A (RC): 10kA with UL-listed; Class J back-up fuse; 5kA with no back-up fuse | ﻿Interrupting Capacity ﻿(IEC/EN60898/60947-2) | ﻿0.5-63A (RC): 10kA | ﻿Calibration Temperature | ﻿30°C (86°F) | ﻿Operating Temperature | ﻿-25° to 60°C (-13° to 140°F) | ﻿Storage Temperature | ﻿-25° to 75°C (-13° to 167°F) | ﻿Terminal Size Acceptability ﻿and Torque | ﻿14-3 AWG: 17.5 lb-in. (2.0 Nm); ﻿18-16 AWG: 25 lb-in. (2.8 Nm) | ﻿Terminal Protection Degree | ﻿IP70 | ﻿Vibration Resistance | ﻿3g (18-50Hz)
UL 1077 B-Trip Three Pole Miniature Molded Case Circuit Breaker | http://www.altechcorp.com/GoogleAssets/UL1077-3Tpole.jpg | No | 480Y/277VAC,UL1077 | /Electronics & Electrical/Electronic Components & Devices/Automation Control Components | http://www.altechcorp.com/breakers/ | 3BU13R | http://www.altechcorp.com/PDFS/Splits/mcb13.pdf | http://www.altechcorp.com/GoogleAssets/UL1077-3TpoleDrawing.jpg |  |  |  | STD PACK 4 |  |  |  | Rated Current | 13A | ﻿Voltage Rating | ﻿480Y/277VAC | ﻿Short Circuit Withstand Rating ﻿(UL - Ratings) | ﻿0.5-6A (RC): 10kA with no back-up fuse; 8-63A (RC): 10kA with UL-listed; Class J back-up fuse; 5kA with no back-up fuse | ﻿Interrupting Capacity ﻿(IEC/EN60898/60947-2) | ﻿0.5-63A (RC): 10kA | ﻿Calibration Temperature | ﻿30°C (86°F) | ﻿Operating Temperature | ﻿-25° to 60°C (-13° to 140°F) | ﻿Storage Temperature | ﻿-25° to 75°C (-13° to 167°F) | ﻿Terminal Size Acceptability ﻿and Torque | ﻿14-3 AWG: 17.5 lb-in. (2.0 Nm); ﻿18-16 AWG: 25 lb-in. (2.8 Nm) | ﻿Terminal Protection Degree | ﻿IP71 | ﻿Vibration Resistance | ﻿3g (18-50Hz)
UL 1077 B-Trip Three Pole Miniature Molded Case Circuit Breaker | http://www.altechcorp.com/GoogleAssets/UL1077-3Tpole.jpg | No | 480Y/277VAC,UL1077 | /Electronics & Electrical/Electronic Components & Devices/Automation Control Components | http://www.altechcorp.com/breakers/ | 3BU15R | http://www.altechcorp.com/PDFS/Splits/mcb13.pdf | http://www.altechcorp.com/GoogleAssets/UL1077-3TpoleDrawing.jpg |  |  |  | STD PACK 4 |  |  |  | Rated Current | 15A | ﻿Voltage Rating | ﻿480Y/277VAC | ﻿Short Circuit Withstand Rating ﻿(UL - Ratings) | ﻿0.5-6A (RC): 10kA with no back-up fuse; 8-63A (RC): 10kA with UL-listed; Class J back-up fuse; 5kA with no back-up fuse | ﻿Interrupting Capacity ﻿(IEC/EN60898/60947-2) | ﻿0.5-63A (RC): 10kA | ﻿Calibration Temperature | ﻿30°C (86°F) | ﻿Operating Temperature | ﻿-25° to 60°C (-13° to 140°F) | ﻿Storage Temperature | ﻿-25° to 75°C (-13° to 167°F) | ﻿Terminal Size Acceptability ﻿and Torque | ﻿14-3 AWG: 17.5 lb-in. (2.0 Nm); ﻿18-16 AWG: 25 lb-in. (2.8 Nm) | ﻿Terminal Protection Degree | ﻿IP72 | ﻿Vibration Resistance | ﻿3g (18-50Hz)
UL 1077 B-Trip Three Pole Miniature Molded Case Circuit Breaker | http://www.altechcorp.com/GoogleAssets/UL1077-3Tpole.jpg | No | 480Y/277VAC,UL1077 | /Electronics & Electrical/Electronic Components & Devices/Automation Control Components | http://www.altechcorp.com/breakers/ | 3BU16R | http://www.altechcorp.com/PDFS/Splits/mcb13.pdf | http://www.altechcorp.com/GoogleAssets/UL1077-3TpoleDrawing.jpg |  |  |  | STD PACK 4 |  |  |  | Rated Current | 16A | ﻿Voltage Rating | ﻿480Y/277VAC | ﻿Short Circuit Withstand Rating ﻿(UL - Ratings) | ﻿0.5-6A (RC): 10kA with no back-up fuse; 8-63A (RC): 10kA with UL-listed; Class J back-up fuse; 5kA with no back-up fuse | ﻿Interrupting Capacity ﻿(IEC/EN60898/60947-2) | ﻿0.5-63A (RC): 10kA | ﻿Calibration Temperature | ﻿30°C (86°F) | ﻿Operating Temperature | ﻿-25° to 60°C (-13° to 140°F) | ﻿Storage Temperature | ﻿-25° to 75°C (-13° to 167°F) | ﻿Terminal Size Acceptability ﻿and Torque | ﻿14-3 AWG: 17.5 lb-in. (2.0 Nm); ﻿18-16 AWG: 25 lb-in. (2.8 Nm) | ﻿Terminal Protection Degree | ﻿IP73 | ﻿Vibration Resistance | ﻿3g (18-50Hz)
UL 1077 B-Trip Three Pole Miniature Molded Case Circuit Breaker | http://www.altechcorp.com/GoogleAssets/UL1077-3Tpole.jpg | No | 480Y/277VAC,UL1077 | /Electronics & Electrical/Electronic Components & Devices/Automation Control Components | http://www.altechcorp.com/breakers/ | 3BU20R | http://www.altechcorp.com/PDFS/Splits/mcb13.pdf | http://www.altechcorp.com/GoogleAssets/UL1077-3TpoleDrawing.jpg |  |  |  | STD PACK 4 |  |  |  | Rated Current | 20A | ﻿Voltage Rating | ﻿480Y/277VAC | ﻿Short Circuit Withstand Rating ﻿(UL - Ratings) | ﻿0.5-6A (RC): 10kA with no back-up fuse; 8-63A (RC): 10kA with UL-listed; Class J back-up fuse; 5kA with no back-up fuse | ﻿Interrupting Capacity ﻿(IEC/EN60898/60947-2) | ﻿0.5-63A (RC): 10kA | ﻿Calibration Temperature | ﻿30°C (86°F) | ﻿Operating Temperature | ﻿-25° to 60°C (-13° to 140°F) | ﻿Storage Temperature | ﻿-25° to 75°C (-13° to 167°F) | ﻿Terminal Size Acceptability ﻿and Torque | ﻿14-3 AWG: 17.5 lb-in. (2.0 Nm); ﻿18-16 AWG: 25 lb-in. (2.8 Nm) | ﻿Terminal Protection Degree | ﻿IP74 | ﻿Vibration Resistance | ﻿3g (18-50Hz)
UL 1077 B-Trip Three Pole Miniature Molded Case Circuit Breaker | http://www.altechcorp.com/GoogleAssets/UL1077-3Tpole.jpg | No | 480Y/277VAC,UL1077 | /Electronics & Electrical/Electronic Components & Devices/Automation Control Components | http://www.altechcorp.com/breakers/ | 3BU25R | http://www.altechcorp.com/PDFS/Splits/mcb13.pdf | http://www.altechcorp.com/GoogleAssets/UL1077-3TpoleDrawing.jpg |  |  |  | STD PACK 4 |  |  |  | Rated Current | 25A | ﻿Voltage Rating | ﻿480Y/277VAC | ﻿Short Circuit Withstand Rating ﻿(UL - Ratings) | ﻿0.5-6A (RC): 10kA with no back-up fuse; 8-63A (RC): 10kA with UL-listed; Class J back-up fuse; 5kA with no back-up fuse | ﻿Interrupting Capacity ﻿(IEC/EN60898/60947-2) | ﻿0.5-63A (RC): 10kA | ﻿Calibration Temperature | ﻿30°C (86°F) | ﻿Operating Temperature | ﻿-25° to 60°C (-13° to 140°F) | ﻿Storage Temperature | ﻿-25° to 75°C (-13° to 167°F) | ﻿Terminal Size Acceptability ﻿and Torque | ﻿14-3 AWG: 17.5 lb-in. (2.0 Nm); ﻿18-16 AWG: 25 lb-in. (2.8 Nm) | ﻿Terminal Protection Degree | ﻿IP75 | ﻿Vibration Resistance | ﻿3g (18-50Hz)
UL 1077 B-Trip Three Pole Miniature Molded Case Circuit Breaker | http://www.altechcorp.com/GoogleAssets/UL1077-3Tpole.jpg | No | 480Y/277VAC,UL1077 | /Electronics & Electrical/Electronic Components & Devices/Automation Control Components | http://www.altechcorp.com/breakers/ | 3BU30R | http://www.altechcorp.com/PDFS/Splits/mcb13.pdf | http://www.altechcorp.com/GoogleAssets/UL1077-3TpoleDrawing.jpg |  |  |  | STD PACK 4 |  |  |  | Rated Current | 30A | ﻿Voltage Rating | ﻿480Y/277VAC | ﻿Short Circuit Withstand Rating ﻿(UL - Ratings) | ﻿0.5-6A (RC): 10kA with no back-up fuse; 8-63A (RC): 10kA with UL-listed; Class J back-up fuse; 5kA with no back-up fuse | ﻿Interrupting Capacity ﻿(IEC/EN60898/60947-2) | ﻿0.5-63A (RC): 10kA | ﻿Calibration Temperature | ﻿30°C (86°F) | ﻿Operating Temperature | ﻿-25° to 60°C (-13° to 140°F) | ﻿Storage Temperature | ﻿-25° to 75°C (-13° to 167°F) | ﻿Terminal Size Acceptability ﻿and Torque | ﻿14-3 AWG: 17.5 lb-in. (2.0 Nm); ﻿18-16 AWG: 25 lb-in. (2.8 Nm) | ﻿Terminal Protection Degree | ﻿IP76 | ﻿Vibration Resistance | ﻿3g (18-50Hz)
UL 1077 B-Trip Three Pole Miniature Molded Case Circuit Breaker | http://www.altechcorp.com/GoogleAssets/UL1077-3Tpole.jpg | No | 480Y/277VAC,UL1077 | /Electronics & Electrical/Electronic Components & Devices/Automation Control Components | http://www.altechcorp.com/breakers/ | 3BU32R | http://www.altechcorp.com/PDFS/Splits/mcb13.pdf | http://www.altechcorp.com/GoogleAssets/UL1077-3TpoleDrawing.jpg |  |  |  | STD PACK 4 |  |  |  | Rated Current | 32A | ﻿Voltage Rating | ﻿480Y/277VAC | ﻿Short Circuit Withstand Rating ﻿(UL - Ratings) | ﻿0.5-6A (RC): 10kA with no back-up fuse; 8-63A (RC): 10kA with UL-listed; Class J back-up fuse; 5kA with no back-up fuse | ﻿Interrupting Capacity ﻿(IEC/EN60898/60947-2) | ﻿0.5-63A (RC): 10kA | ﻿Calibration Temperature | ﻿30°C (86°F) | ﻿Operating Temperature | ﻿-25° to 60°C (-13° to 140°F) | ﻿Storage Temperature | ﻿-25° to 75°C (-13° to 167°F) | ﻿Terminal Size Acceptability ﻿and Torque | ﻿14-3 AWG: 17.5 lb-in. (2.0 Nm); ﻿18-16 AWG: 25 lb-in. (2.8 Nm) | ﻿Terminal Protection Degree | ﻿IP77 | ﻿Vibration Resistance | ﻿3g (18-50Hz)
UL 1077 B-Trip Three Pole Miniature Molded Case Circuit Breaker | http://www.altechcorp.com/GoogleAssets/UL1077-3Tpole.jpg | No | 480Y/277VAC,UL1077 | /Electronics & Electrical/Electronic Components & Devices/Automation Control Components | http://www.altechcorp.com/breakers/ | 3BU40R | http://www.altechcorp.com/PDFS/Splits/mcb13.pdf | http://www.altechcorp.com/GoogleAssets/UL1077-3TpoleDrawing.jpg |  |  |  | STD PACK 4 |  |  |  | Rated Current | 40A | ﻿Voltage Rating | ﻿480Y/277VAC | ﻿Short Circuit Withstand Rating ﻿(UL - Ratings) | ﻿0.5-6A (RC): 10kA with no back-up fuse; 8-63A (RC): 10kA with UL-listed; Class J back-up fuse; 5kA with no back-up fuse | ﻿Interrupting Capacity ﻿(IEC/EN60898/60947-2) | ﻿0.5-63A (RC): 10kA | ﻿Calibration Temperature | ﻿30°C (86°F) | ﻿Operating Temperature | ﻿-25° to 60°C (-13° to 140°F) | ﻿Storage Temperature | ﻿-25° to 75°C (-13° to 167°F) | ﻿Terminal Size Acceptability ﻿and Torque | ﻿14-3 AWG: 17.5 lb-in. (2.0 Nm); ﻿18-16 AWG: 25 lb-in. (2.8 Nm) | ﻿Terminal Protection Degree | ﻿IP78 | ﻿Vibration Resistance | ﻿3g (18-50Hz)
UL 1077 B-Trip Three Pole Miniature Molded Case Circuit Breaker | http://www.altechcorp.com/GoogleAssets/UL1077-3Tpole.jpg | No | 480Y/277VAC,UL1077 | /Electronics & Electrical/Electronic Components & Devices/Automation Control Components | http://www.altechcorp.com/breakers/ | 3BU50R | http://www.altechcorp.com/PDFS/Splits/mcb13.pdf | http://www.altechcorp.com/GoogleAssets/UL1077-3TpoleDrawing.jpg |  |  |  | STD PACK 4 |  |  |  | Rated Current | 50A | ﻿Voltage Rating | ﻿480Y/277VAC | ﻿Short Circuit Withstand Rating ﻿(UL - Ratings) | ﻿0.5-6A (RC): 10kA with no back-up fuse; 8-63A (RC): 10kA with UL-listed; Class J back-up fuse; 5kA with no back-up fuse | ﻿Interrupting Capacity ﻿(IEC/EN60898/60947-2) | ﻿0.5-63A (RC): 10kA | ﻿Calibration Temperature | ﻿30°C (86°F) | ﻿Operating Temperature | ﻿-25° to 60°C (-13° to 140°F) | ﻿Storage Temperature | ﻿-25° to 75°C (-13° to 167°F) | ﻿Terminal Size Acceptability ﻿and Torque | ﻿14-3 AWG: 17.5 lb-in. (2.0 Nm); ﻿18-16 AWG: 25 lb-in. (2.8 Nm) | ﻿Terminal Protection Degree | ﻿IP79 | ﻿Vibration Resistance | ﻿3g (18-50Hz)
UL 1077 B-Trip Three Pole Miniature Molded Case Circuit Breaker | http://www.altechcorp.com/GoogleAssets/UL1077-3Tpole.jpg | No | 480Y/277VAC,UL1077 | /Electronics & Electrical/Electronic Components & Devices/Automation Control Components | http://www.altechcorp.com/breakers/ | 3BU60R | http://www.altechcorp.com/PDFS/Splits/mcb13.pdf | http://www.altechcorp.com/GoogleAssets/UL1077-3TpoleDrawing.jpg |  |  |  | STD PACK 4 |  |  |  | Rated Current | 60A | ﻿Voltage Rating | ﻿480Y/277VAC | ﻿Short Circuit Withstand Rating ﻿(UL - Ratings) | ﻿0.5-6A (RC): 10kA with no back-up fuse; 8-63A (RC): 10kA with UL-listed; Class J back-up fuse; 5kA with no back-up fuse | ﻿Interrupting Capacity ﻿(IEC/EN60898/60947-2) | ﻿0.5-63A (RC): 10kA | ﻿Calibration Temperature | ﻿30°C (86°F) | ﻿Operating Temperature | ﻿-25° to 60°C (-13° to 140°F) | ﻿Storage Temperature | ﻿-25° to 75°C (-13° to 167°F) | ﻿Terminal Size Acceptability ﻿and Torque | ﻿14-3 AWG: 17.5 lb-in. (2.0 Nm); ﻿18-16 AWG: 25 lb-in. (2.8 Nm) | ﻿Terminal Protection Degree | ﻿IP80 | ﻿Vibration Resistance | ﻿3g (18-50Hz)
UL 1077 B-Trip Three Pole Miniature Molded Case Circuit Breaker | http://www.altechcorp.com/GoogleAssets/UL1077-3Tpole.jpg | No | 480Y/277VAC,UL1077 | /Electronics & Electrical/Electronic Components & Devices/Automation Control Components | http://www.altechcorp.com/breakers/ | 3BU63R | http://www.altechcorp.com/PDFS/Splits/mcb13.pdf | http://www.altechcorp.com/GoogleAssets/UL1077-3TpoleDrawing.jpg |  |  |  | STD PACK 4 |  |  |  | Rated Current | 63A | ﻿Voltage Rating | ﻿480Y/277VAC | ﻿Short Circuit Withstand Rating ﻿(UL - Ratings) | ﻿0.5-6A (RC): 10kA with no back-up fuse; 8-63A (RC): 10kA with UL-listed; Class J back-up fuse; 5kA with no back-up fuse | ﻿Interrupting Capacity ﻿(IEC/EN60898/60947-2) | ﻿0.5-63A (RC): 10kA | ﻿Calibration Temperature | ﻿30°C (86°F) | ﻿Operating Temperature | ﻿-25° to 60°C (-13° to 140°F) | ﻿Storage Temperature | ﻿-25° to 75°C (-13° to 167°F) | ﻿Terminal Size Acceptability ﻿and Torque | ﻿14-3 AWG: 17.5 lb-in. (2.0 Nm); ﻿18-16 AWG: 25 lb-in. (2.8 Nm) | ﻿Terminal Protection Degree | ﻿IP81 | ﻿Vibration Resistance | ﻿3g (18-50Hz)
UL 1077 C-Trip One Pole Miniature Molded Case Circuit Breaker | http://www.altechcorp.com/GoogleAssets/UL1077-1Tpole.jpg | No | 1POLE,277VAC,UL1077 | /Electronics & Electrical/Electronic Components & Devices/Automation Control Components | http://www.altechcorp.com/breakers/ | 1CU05R | http://www.altechcorp.com/PDFS/Splits/mcb14.pdf | http://www.altechcorp.com/GoogleAssets/UL1077-1TpoleDrawing.jpg |  |  |  | STD Pack 12 |  |  |  | Rated Current | 0.5A | ﻿Voltage Rating | ﻿480Y/277VAC | ﻿Short Circuit Withstand Rating ﻿(UL - Ratings) | ﻿0.5-6A (RC): 10kA with no back-up fuse; 8-63A (RC): 10kA with UL-listed; Class J back-up fuse; 5kA with no back-up fuse | ﻿Interrupting Capacity ﻿(IEC/EN60898/60947-2) | ﻿0.5-63A (RC): 10kA | ﻿Calibration Temperature | ﻿30°C (86°F) | ﻿Operating Temperature | ﻿-25° to 60°C (-13° to 140°F) | ﻿Storage Temperature | ﻿-25° to 75°C (-13° to 167°F) | ﻿Terminal Size Acceptability ﻿and Torque | ﻿14-3 AWG: 17.5 lb-in. (2.0 Nm); ﻿18-16 AWG: 25 lb-in. (2.8 Nm) | ﻿Terminal Protection Degree | ﻿IP82 | ﻿Vibration Resistance | ﻿3g (18-50Hz)
UL 1077 C-Trip One Pole Miniature Molded Case Circuit Breaker | http://www.altechcorp.com/GoogleAssets/UL1077-1Tpole.jpg | No | 1POLE,277VAC,UL1077 | /Electronics & Electrical/Electronic Components & Devices/Automation Control Components | http://www.altechcorp.com/breakers/ | 1CU1R | http://www.altechcorp.com/PDFS/Splits/mcb14.pdf | http://www.altechcorp.com/GoogleAssets/UL1077-1TpoleDrawing.jpg |  |  |  | STD Pack 12 |  |  |  | Rated Current | 1.0A | ﻿Voltage Rating | ﻿480Y/277VAC | ﻿Short Circuit Withstand Rating ﻿(UL - Ratings) | ﻿0.5-6A (RC): 10kA with no back-up fuse; 8-63A (RC): 10kA with UL-listed; Class J back-up fuse; 5kA with no back-up fuse | ﻿Interrupting Capacity ﻿(IEC/EN60898/60947-2) | ﻿0.5-63A (RC): 10kA | ﻿Calibration Temperature | ﻿30°C (86°F) | ﻿Operating Temperature | ﻿-25° to 60°C (-13° to 140°F) | ﻿Storage Temperature | ﻿-25° to 75°C (-13° to 167°F) | ﻿Terminal Size Acceptability ﻿and Torque | ﻿14-3 AWG: 17.5 lb-in. (2.0 Nm); ﻿18-16 AWG: 25 lb-in. (2.8 Nm) | ﻿Terminal Protection Degree | ﻿IP83 | ﻿Vibration Resistance | ﻿3g (18-50Hz)
UL 1077 C-Trip One Pole Miniature Molded Case Circuit Breaker | http://www.altechcorp.com/GoogleAssets/UL1077-1Tpole.jpg | No | 1POLE,277VAC,UL1077 | /Electronics & Electrical/Electronic Components & Devices/Automation Control Components | http://www.altechcorp.com/breakers/ | 1CU2R | http://www.altechcorp.com/PDFS/Splits/mcb14.pdf | http://www.altechcorp.com/GoogleAssets/UL1077-1TpoleDrawing.jpg |  |  |  | STD Pack 12 |  |  |  | Rated Current | 2.0A | ﻿Voltage Rating | ﻿480Y/277VAC | ﻿Short Circuit Withstand Rating ﻿(UL - Ratings) | ﻿0.5-6A (RC): 10kA with no back-up fuse; 8-63A (RC): 10kA with UL-listed; Class J back-up fuse; 5kA with no back-up fuse | ﻿Interrupting Capacity ﻿(IEC/EN60898/60947-2) | ﻿0.5-63A (RC): 10kA | ﻿Calibration Temperature | ﻿30°C (86°F) | ﻿Operating Temperature | ﻿-25° to 60°C (-13° to 140°F) | ﻿Storage Temperature | ﻿-25° to 75°C (-13° to 167°F) | ﻿Terminal Size Acceptability ﻿and Torque | ﻿14-3 AWG: 17.5 lb-in. (2.0 Nm); ﻿18-16 AWG: 25 lb-in. (2.8 Nm) | ﻿Terminal Protection Degree | ﻿IP84 | ﻿Vibration Resistance | ﻿3g (18-50Hz)
UL 1077 C-Trip One Pole Miniature Molded Case Circuit Breaker | http://www.altechcorp.com/GoogleAssets/UL1077-1Tpole.jpg | No | 1POLE,277VAC,UL1077 | /Electronics & Electrical/Electronic Components & Devices/Automation Control Components | http://www.altechcorp.com/breakers/ | 1CU3R | http://www.altechcorp.com/PDFS/Splits/mcb14.pdf | http://www.altechcorp.com/GoogleAssets/UL1077-1TpoleDrawing.jpg |  |  |  | STD Pack 12 |  |  |  | Rated Current | 3.0A | ﻿Voltage Rating | ﻿480Y/277VAC | ﻿Short Circuit Withstand Rating ﻿(UL - Ratings) | ﻿0.5-6A (RC): 10kA with no back-up fuse; 8-63A (RC): 10kA with UL-listed; Class J back-up fuse; 5kA with no back-up fuse | ﻿Interrupting Capacity ﻿(IEC/EN60898/60947-2) | ﻿0.5-63A (RC): 10kA | ﻿Calibration Temperature | ﻿30°C (86°F) | ﻿Operating Temperature | ﻿-25° to 60°C (-13° to 140°F) | ﻿Storage Temperature | ﻿-25° to 75°C (-13° to 167°F) | ﻿Terminal Size Acceptability ﻿and Torque | ﻿14-3 AWG: 17.5 lb-in. (2.0 Nm); ﻿18-16 AWG: 25 lb-in. (2.8 Nm) | ﻿Terminal Protection Degree | ﻿IP85 | ﻿Vibration Resistance | ﻿3g (18-50Hz)
UL 1077 C-Trip One Pole Miniature Molded Case Circuit Breaker | http://www.altechcorp.com/GoogleAssets/UL1077-1Tpole.jpg | No | 1POLE,277VAC,UL1077 | /Electronics & Electrical/Electronic Components & Devices/Automation Control Components | http://www.altechcorp.com/breakers/ | 1CU4R | http://www.altechcorp.com/PDFS/Splits/mcb14.pdf | http://www.altechcorp.com/GoogleAssets/UL1077-1TpoleDrawing.jpg |  |  |  | STD Pack 12 |  |  |  | Rated Current | 4.0A | ﻿Voltage Rating | ﻿480Y/277VAC | ﻿Short Circuit Withstand Rating ﻿(UL - Ratings) | ﻿0.5-6A (RC): 10kA with no back-up fuse; 8-63A (RC): 10kA with UL-listed; Class J back-up fuse; 5kA with no back-up fuse | ﻿Interrupting Capacity ﻿(IEC/EN60898/60947-2) | ﻿0.5-63A (RC): 10kA | ﻿Calibration Temperature | ﻿30°C (86°F) | ﻿Operating Temperature | ﻿-25° to 60°C (-13° to 140°F) | ﻿Storage Temperature | ﻿-25° to 75°C (-13° to 167°F) | ﻿Terminal Size Acceptability ﻿and Torque | ﻿14-3 AWG: 17.5 lb-in. (2.0 Nm); ﻿18-16 AWG: 25 lb-in. (2.8 Nm) | ﻿Terminal Protection Degree | ﻿IP86 | ﻿Vibration Resistance | ﻿3g (18-50Hz)
UL 1077 C-Trip One Pole Miniature Molded Case Circuit Breaker | http://www.altechcorp.com/GoogleAssets/UL1077-1Tpole.jpg | No | 1POLE,277VAC,UL1077 | /Electronics & Electrical/Electronic Components & Devices/Automation Control Components | http://www.altechcorp.com/breakers/ | 1CU5R | http://www.altechcorp.com/PDFS/Splits/mcb14.pdf | http://www.altechcorp.com/GoogleAssets/UL1077-1TpoleDrawing.jpg |  |  |  | STD Pack 12 |  |  |  | Rated Current | 5.0A | ﻿Voltage Rating | ﻿480Y/277VAC | ﻿Short Circuit Withstand Rating ﻿(UL - Ratings) | ﻿0.5-6A (RC): 10kA with no back-up fuse; 8-63A (RC): 10kA with UL-listed; Class J back-up fuse; 5kA with no back-up fuse | ﻿Interrupting Capacity ﻿(IEC/EN60898/60947-2) | ﻿0.5-63A (RC): 10kA | ﻿Calibration Temperature | ﻿30°C (86°F) | ﻿Operating Temperature | ﻿-25° to 60°C (-13° to 140°F) | ﻿Storage Temperature | ﻿-25° to 75°C (-13° to 167°F) | ﻿Terminal Size Acceptability ﻿and Torque | ﻿14-3 AWG: 17.5 lb-in. (2.0 Nm); ﻿18-16 AWG: 25 lb-in. (2.8 Nm) | ﻿Terminal Protection Degree | ﻿IP87 | ﻿Vibration Resistance | ﻿3g (18-50Hz)
UL 1077 C-Trip One Pole Miniature Molded Case Circuit Breaker | http://www.altechcorp.com/GoogleAssets/UL1077-1Tpole.jpg | No | 1POLE,277VAC,UL1077 | /Electronics & Electrical/Electronic Components & Devices/Automation Control Components | http://www.altechcorp.com/breakers/ | 1CU6R | http://www.altechcorp.com/PDFS/Splits/mcb14.pdf | http://www.altechcorp.com/GoogleAssets/UL1077-1TpoleDrawing.jpg |  |  |  | STD Pack 12 |  |  |  | Rated Current | 6.0A | ﻿Voltage Rating | ﻿480Y/277VAC | ﻿Short Circuit Withstand Rating ﻿(UL - Ratings) | ﻿0.5-6A (RC): 10kA with no back-up fuse; 8-63A (RC): 10kA with UL-listed; Class J back-up fuse; 5kA with no back-up fuse | ﻿Interrupting Capacity ﻿(IEC/EN60898/60947-2) | ﻿0.5-63A (RC): 10kA | ﻿Calibration Temperature | ﻿30°C (86°F) | ﻿Operating Temperature | ﻿-25° to 60°C (-13° to 140°F) | ﻿Storage Temperature | ﻿-25° to 75°C (-13° to 167°F) | ﻿Terminal Size Acceptability ﻿and Torque | ﻿14-3 AWG: 17.5 lb-in. (2.0 Nm); ﻿18-16 AWG: 25 lb-in. (2.8 Nm) | ﻿Terminal Protection Degree | ﻿IP88 | ﻿Vibration Resistance | ﻿3g (18-50Hz)
UL 1077 C-Trip One Pole Miniature Molded Case Circuit Breaker | http://www.altechcorp.com/GoogleAssets/UL1077-1Tpole.jpg | No | 1POLE,277VAC,UL1077 | /Electronics & Electrical/Electronic Components & Devices/Automation Control Components | http://www.altechcorp.com/breakers/ | 1CU8R | http://www.altechcorp.com/PDFS/Splits/mcb14.pdf | http://www.altechcorp.com/GoogleAssets/UL1077-1TpoleDrawing.jpg |  |  |  | STD Pack 12 |  |  |  | Rated Current | 8.0A | ﻿Voltage Rating | ﻿480Y/277VAC | ﻿Short Circuit Withstand Rating ﻿(UL - Ratings) | ﻿0.5-6A (RC): 10kA with no back-up fuse; 8-63A (RC): 10kA with UL-listed; Class J back-up fuse; 5kA with no back-up fuse | ﻿Interrupting Capacity ﻿(IEC/EN60898/60947-2) | ﻿0.5-63A (RC): 10kA | ﻿Calibration Temperature | ﻿30°C (86°F) | ﻿Operating Temperature | ﻿-25° to 60°C (-13° to 140°F) | ﻿Storage Temperature | ﻿-25° to 75°C (-13° to 167°F) | ﻿Terminal Size Acceptability ﻿and Torque | ﻿14-3 AWG: 17.5 lb-in. (2.0 Nm); ﻿18-16 AWG: 25 lb-in. (2.8 Nm) | ﻿Terminal Protection Degree | ﻿IP89 | ﻿Vibration Resistance | ﻿3g (18-50Hz)
UL 1077 C-Trip One Pole Miniature Molded Case Circuit Breaker | http://www.altechcorp.com/GoogleAssets/UL1077-1Tpole.jpg | No | 1 POLE, 277VAC,UL1077 | /Electronics & Electrical/Electronic Components & Devices/Automation Control Components | http://www.altechcorp.com/breakers/ | 1CU10R | http://www.altechcorp.com/PDFS/Splits/mcb14.pdf | http://www.altechcorp.com/GoogleAssets/UL1077-1TpoleDrawing.jpg |  |  |  | STD Pack 12 |  |  |  | Rated Current | 10A | ﻿Voltage Rating | ﻿480Y/277VAC | ﻿Short Circuit Withstand Rating ﻿(UL - Ratings) | ﻿0.5-6A (RC): 10kA with no back-up fuse; 8-63A (RC): 10kA with UL-listed; Class J back-up fuse; 5kA with no back-up fuse | ﻿Interrupting Capacity ﻿(IEC/EN60898/60947-2) | ﻿0.5-63A (RC): 10kA | ﻿Calibration Temperature | ﻿30°C (86°F) | ﻿Operating Temperature | ﻿-25° to 60°C (-13° to 140°F) | ﻿Storage Temperature | ﻿-25° to 75°C (-13° to 167°F) | ﻿Terminal Size Acceptability ﻿and Torque | ﻿14-3 AWG: 17.5 lb-in. (2.0 Nm); ﻿18-16 AWG: 25 lb-in. (2.8 Nm) | ﻿Terminal Protection Degree | ﻿IP90 | ﻿Vibration Resistance | ﻿3g (18-50Hz)
UL 1077 C-Trip One Pole Miniature Molded Case Circuit Breaker | http://www.altechcorp.com/GoogleAssets/UL1077-1Tpole.jpg | No | 1POLE,277VAC,UL1077 | /Electronics & Electrical/Electronic Components & Devices/Automation Control Components | http://www.altechcorp.com/breakers/ | 1CU12R | http://www.altechcorp.com/PDFS/Splits/mcb14.pdf | http://www.altechcorp.com/GoogleAssets/UL1077-1TpoleDrawing.jpg |  |  |  | STD Pack 12 |  |  |  | Rated Current | 12A | ﻿Voltage Rating | ﻿480Y/277VAC | ﻿Short Circuit Withstand Rating ﻿(UL - Ratings) | ﻿0.5-6A (RC): 10kA with no back-up fuse; 8-63A (RC): 10kA with UL-listed; Class J back-up fuse; 5kA with no back-up fuse | ﻿Interrupting Capacity ﻿(IEC/EN60898/60947-2) | ﻿0.5-63A (RC): 10kA | ﻿Calibration Temperature | ﻿30°C (86°F) | ﻿Operating Temperature | ﻿-25° to 60°C (-13° to 140°F) | ﻿Storage Temperature | ﻿-25° to 75°C (-13° to 167°F) | ﻿Terminal Size Acceptability ﻿and Torque | ﻿14-3 AWG: 17.5 lb-in. (2.0 Nm); ﻿18-16 AWG: 25 lb-in. (2.8 Nm) | ﻿Terminal Protection Degree | ﻿IP91 | ﻿Vibration Resistance | ﻿3g (18-50Hz)
UL 1077 C-Trip One Pole Miniature Molded Case Circuit Breaker | http://www.altechcorp.com/GoogleAssets/UL1077-1Tpole.jpg | No | 1POLE,277VAC,UL1077 | /Electronics & Electrical/Electronic Components & Devices/Automation Control Components | http://www.altechcorp.com/breakers/ | 1CU13R | http://www.altechcorp.com/PDFS/Splits/mcb14.pdf | http://www.altechcorp.com/GoogleAssets/UL1077-1TpoleDrawing.jpg |  |  |  | STD Pack 12 |  |  |  | Rated Current | 13A | ﻿Voltage Rating | ﻿480Y/277VAC | ﻿Short Circuit Withstand Rating ﻿(UL - Ratings) | ﻿0.5-6A (RC): 10kA with no back-up fuse; 8-63A (RC): 10kA with UL-listed; Class J back-up fuse; 5kA with no back-up fuse | ﻿Interrupting Capacity ﻿(IEC/EN60898/60947-2) | ﻿0.5-63A (RC): 10kA | ﻿Calibration Temperature | ﻿30°C (86°F) | ﻿Operating Temperature | ﻿-25° to 60°C (-13° to 140°F) | ﻿Storage Temperature | ﻿-25° to 75°C (-13° to 167°F) | ﻿Terminal Size Acceptability ﻿and Torque | ﻿14-3 AWG: 17.5 lb-in. (2.0 Nm); ﻿18-16 AWG: 25 lb-in. (2.8 Nm) | ﻿Terminal Protection Degree | ﻿IP92 | ﻿Vibration Resistance | ﻿3g (18-50Hz)
UL 1077 C-Trip One Pole Miniature Molded Case Circuit Breaker | http://www.altechcorp.com/GoogleAssets/UL1077-1Tpole.jpg | No | 1POLE,277VAC,UL1077 | /Electronics & Electrical/Electronic Components & Devices/Automation Control Components | http://www.altechcorp.com/breakers/ | 1CU15R | http://www.altechcorp.com/PDFS/Splits/mcb14.pdf | http://www.altechcorp.com/GoogleAssets/UL1077-1TpoleDrawing.jpg |  |  |  | STD Pack 12 |  |  |  | Rated Current | 15A | ﻿Voltage Rating | ﻿480Y/277VAC | ﻿Short Circuit Withstand Rating ﻿(UL - Ratings) | ﻿0.5-6A (RC): 10kA with no back-up fuse; 8-63A (RC): 10kA with UL-listed; Class J back-up fuse; 5kA with no back-up fuse | ﻿Interrupting Capacity ﻿(IEC/EN60898/60947-2) | ﻿0.5-63A (RC): 10kA | ﻿Calibration Temperature | ﻿30°C (86°F) | ﻿Operating Temperature | ﻿-25° to 60°C (-13° to 140°F) | ﻿Storage Temperature | ﻿-25° to 75°C (-13° to 167°F) | ﻿Terminal Size Acceptability ﻿and Torque | ﻿14-3 AWG: 17.5 lb-in. (2.0 Nm); ﻿18-16 AWG: 25 lb-in. (2.8 Nm) | ﻿Terminal Protection Degree | ﻿IP93 | ﻿Vibration Resistance | ﻿3g (18-50Hz)
UL 1077 C-Trip One Pole Miniature Molded Case Circuit Breaker | http://www.altechcorp.com/GoogleAssets/UL1077-1Tpole.jpg | No | 1POLE,277VAC,UL1077 | /Electronics & Electrical/Electronic Components & Devices/Automation Control Components | http://www.altechcorp.com/breakers/ | 1CU16R | http://www.altechcorp.com/PDFS/Splits/mcb14.pdf | http://www.altechcorp.com/GoogleAssets/UL1077-1TpoleDrawing.jpg |  |  |  | STD Pack 12 |  |  |  | Rated Current | 16A | ﻿Voltage Rating | ﻿480Y/277VAC | ﻿Short Circuit Withstand Rating ﻿(UL - Ratings) | ﻿0.5-6A (RC): 10kA with no back-up fuse; 8-63A (RC): 10kA with UL-listed; Class J back-up fuse; 5kA with no back-up fuse | ﻿Interrupting Capacity ﻿(IEC/EN60898/60947-2) | ﻿0.5-63A (RC): 10kA | ﻿Calibration Temperature | ﻿30°C (86°F) | ﻿Operating Temperature | ﻿-25° to 60°C (-13° to 140°F) | ﻿Storage Temperature | ﻿-25° to 75°C (-13° to 167°F) | ﻿Terminal Size Acceptability ﻿and Torque | ﻿14-3 AWG: 17.5 lb-in. (2.0 Nm); ﻿18-16 AWG: 25 lb-in. (2.8 Nm) | ﻿Terminal Protection Degree | ﻿IP94 | ﻿Vibration Resistance | ﻿3g (18-50Hz)
UL 1077 C-Trip One Pole Miniature Molded Case Circuit Breaker | http://www.altechcorp.com/GoogleAssets/UL1077-1Tpole.jpg | No | 1POLE,277VAC,UL1077 | /Electronics & Electrical/Electronic Components & Devices/Automation Control Components | http://www.altechcorp.com/breakers/ | 1CU20R | http://www.altechcorp.com/PDFS/Splits/mcb14.pdf | http://www.altechcorp.com/GoogleAssets/UL1077-1TpoleDrawing.jpg |  |  |  | STD Pack 12 |  |  |  | Rated Current | 20A | ﻿Voltage Rating | ﻿480Y/277VAC | ﻿Short Circuit Withstand Rating ﻿(UL - Ratings) | ﻿0.5-6A (RC): 10kA with no back-up fuse; 8-63A (RC): 10kA with UL-listed; Class J back-up fuse; 5kA with no back-up fuse | ﻿Interrupting Capacity ﻿(IEC/EN60898/60947-2) | ﻿0.5-63A (RC): 10kA | ﻿Calibration Temperature | ﻿30°C (86°F) | ﻿Operating Temperature | ﻿-25° to 60°C (-13° to 140°F) | ﻿Storage Temperature | ﻿-25° to 75°C (-13° to 167°F) | ﻿Terminal Size Acceptability ﻿and Torque | ﻿14-3 AWG: 17.5 lb-in. (2.0 Nm); ﻿18-16 AWG: 25 lb-in. (2.8 Nm) | ﻿Terminal Protection Degree | ﻿IP95 | ﻿Vibration Resistance | ﻿3g (18-50Hz)
UL 1077 C-Trip One Pole Miniature Molded Case Circuit Breaker | http://www.altechcorp.com/GoogleAssets/UL1077-1Tpole.jpg | No | 1POLE,277VAC,UL1077 | /Electronics & Electrical/Electronic Components & Devices/Automation Control Components | http://www.altechcorp.com/breakers/ | 1CU25R | http://www.altechcorp.com/PDFS/Splits/mcb14.pdf | http://www.altechcorp.com/GoogleAssets/UL1077-1TpoleDrawing.jpg |  |  |  | STD Pack 12 |  |  |  | Rated Current | 25A | ﻿Voltage Rating | ﻿480Y/277VAC | ﻿Short Circuit Withstand Rating ﻿(UL - Ratings) | ﻿0.5-6A (RC): 10kA with no back-up fuse; 8-63A (RC): 10kA with UL-listed; Class J back-up fuse; 5kA with no back-up fuse | ﻿Interrupting Capacity ﻿(IEC/EN60898/60947-2) | ﻿0.5-63A (RC): 10kA | ﻿Calibration Temperature | ﻿30°C (86°F) | ﻿Operating Temperature | ﻿-25° to 60°C (-13° to 140°F) | ﻿Storage Temperature | ﻿-25° to 75°C (-13° to 167°F) | ﻿Terminal Size Acceptability ﻿and Torque | ﻿14-3 AWG: 17.5 lb-in. (2.0 Nm); ﻿18-16 AWG: 25 lb-in. (2.8 Nm) | ﻿Terminal Protection Degree | ﻿IP96 | ﻿Vibration Resistance | ﻿3g (18-50Hz)
UL 1077 C-Trip One Pole Miniature Molded Case Circuit Breaker | http://www.altechcorp.com/GoogleAssets/UL1077-1Tpole.jpg | No | 1POLE,277VAC,UL1077 | /Electronics & Electrical/Electronic Components & Devices/Automation Control Components | http://www.altechcorp.com/breakers/ | 1CU30R | http://www.altechcorp.com/PDFS/Splits/mcb14.pdf | http://www.altechcorp.com/GoogleAssets/UL1077-1TpoleDrawing.jpg |  |  |  | STD Pack 12 |  |  |  | Rated Current | 30A | ﻿Voltage Rating | ﻿480Y/277VAC | ﻿Short Circuit Withstand Rating ﻿(UL - Ratings) | ﻿0.5-6A (RC): 10kA with no back-up fuse; 8-63A (RC): 10kA with UL-listed; Class J back-up fuse; 5kA with no back-up fuse | ﻿Interrupting Capacity ﻿(IEC/EN60898/60947-2) | ﻿0.5-63A (RC): 10kA | ﻿Calibration Temperature | ﻿30°C (86°F) | ﻿Operating Temperature | ﻿-25° to 60°C (-13° to 140°F) | ﻿Storage Temperature | ﻿-25° to 75°C (-13° to 167°F) | ﻿Terminal Size Acceptability ﻿and Torque | ﻿14-3 AWG: 17.5 lb-in. (2.0 Nm); ﻿18-16 AWG: 25 lb-in. (2.8 Nm) | ﻿Terminal Protection Degree | ﻿IP97 | ﻿Vibration Resistance | ﻿3g (18-50Hz)
UL 1077 C-Trip One Pole Miniature Molded Case Circuit Breaker | http://www.altechcorp.com/GoogleAssets/UL1077-1Tpole.jpg | No | 1POLE,277VAC,UL1077 | /Electronics & Electrical/Electronic Components & Devices/Automation Control Components | http://www.altechcorp.com/breakers/ | 1CU32R | http://www.altechcorp.com/PDFS/Splits/mcb14.pdf | http://www.altechcorp.com/GoogleAssets/UL1077-1TpoleDrawing.jpg |  |  |  | STD Pack 12 |  |  |  | Rated Current | 32A | ﻿Voltage Rating | ﻿480Y/277VAC | ﻿Short Circuit Withstand Rating ﻿(UL - Ratings) | ﻿0.5-6A (RC): 10kA with no back-up fuse; 8-63A (RC): 10kA with UL-listed; Class J back-up fuse; 5kA with no back-up fuse | ﻿Interrupting Capacity ﻿(IEC/EN60898/60947-2) | ﻿0.5-63A (RC): 10kA | ﻿Calibration Temperature | ﻿30°C (86°F) | ﻿Operating Temperature | ﻿-25° to 60°C (-13° to 140°F) | ﻿Storage Temperature | ﻿-25° to 75°C (-13° to 167°F) | ﻿Terminal Size Acceptability ﻿and Torque | ﻿14-3 AWG: 17.5 lb-in. (2.0 Nm); ﻿18-16 AWG: 25 lb-in. (2.8 Nm) | ﻿Terminal Protection Degree | ﻿IP98 | ﻿Vibration Resistance | ﻿3g (18-50Hz)
UL 1077 C-Trip One Pole Miniature Molded Case Circuit Breaker | http://www.altechcorp.com/GoogleAssets/UL1077-1Tpole.jpg | No | 1POLE,277VAC,UL1077 | /Electronics & Electrical/Electronic Components & Devices/Automation Control Components | http://www.altechcorp.com/breakers/ | 1CU40R | http://www.altechcorp.com/PDFS/Splits/mcb14.pdf | http://www.altechcorp.com/GoogleAssets/UL1077-1TpoleDrawing.jpg |  |  |  | STD Pack 12 |  |  |  | Rated Current | 40A | ﻿Voltage Rating | ﻿480Y/277VAC | ﻿Short Circuit Withstand Rating ﻿(UL - Ratings) | ﻿0.5-6A (RC): 10kA with no back-up fuse; 8-63A (RC): 10kA with UL-listed; Class J back-up fuse; 5kA with no back-up fuse | ﻿Interrupting Capacity ﻿(IEC/EN60898/60947-2) | ﻿0.5-63A (RC): 10kA | ﻿Calibration Temperature | ﻿30°C (86°F) | ﻿Operating Temperature | ﻿-25° to 60°C (-13° to 140°F) | ﻿Storage Temperature | ﻿-25° to 75°C (-13° to 167°F) | ﻿Terminal Size Acceptability ﻿and Torque | ﻿14-3 AWG: 17.5 lb-in. (2.0 Nm); ﻿18-16 AWG: 25 lb-in. (2.8 Nm) | ﻿Terminal Protection Degree | ﻿IP99 | ﻿Vibration Resistance | ﻿3g (18-50Hz)
UL 1077 C-Trip One Pole Miniature Molded Case Circuit Breaker | http://www.altechcorp.com/GoogleAssets/UL1077-1Tpole.jpg | No | 1POLE,277VAC,UL1077 | /Electronics & Electrical/Electronic Components & Devices/Automation Control Components | http://www.altechcorp.com/breakers/ | 1CU50R | http://www.altechcorp.com/PDFS/Splits/mcb14.pdf | http://www.altechcorp.com/GoogleAssets/UL1077-1TpoleDrawing.jpg |  |  |  | STD Pack 12 |  |  |  | Rated Current | 50A | ﻿Voltage Rating | ﻿480Y/277VAC | ﻿Short Circuit Withstand Rating ﻿(UL - Ratings) | ﻿0.5-6A (RC): 10kA with no back-up fuse; 8-63A (RC): 10kA with UL-listed; Class J back-up fuse; 5kA with no back-up fuse | ﻿Interrupting Capacity ﻿(IEC/EN60898/60947-2) | ﻿0.5-63A (RC): 10kA | ﻿Calibration Temperature | ﻿30°C (86°F) | ﻿Operating Temperature | ﻿-25° to 60°C (-13° to 140°F) | ﻿Storage Temperature | ﻿-25° to 75°C (-13° to 167°F) | ﻿Terminal Size Acceptability ﻿and Torque | ﻿14-3 AWG: 17.5 lb-in. (2.0 Nm); ﻿18-16 AWG: 25 lb-in. (2.8 Nm) | ﻿Terminal Protection Degree | ﻿IP100 | ﻿Vibration Resistance | ﻿3g (18-50Hz)
UL 1077 C-Trip One Pole Miniature Molded Case Circuit Breaker | http://www.altechcorp.com/GoogleAssets/UL1077-1Tpole.jpg | No | 1POLE,277VAC,UL1077 | /Electronics & Electrical/Electronic Components & Devices/Automation Control Components | http://www.altechcorp.com/breakers/ | 1CU60R | http://www.altechcorp.com/PDFS/Splits/mcb14.pdf | http://www.altechcorp.com/GoogleAssets/UL1077-1TpoleDrawing.jpg |  |  |  | STD Pack 12 |  |  |  | Rated Current | 60A | ﻿Voltage Rating | ﻿480Y/277VAC | ﻿Short Circuit Withstand Rating ﻿(UL - Ratings) | ﻿0.5-6A (RC): 10kA with no back-up fuse; 8-63A (RC): 10kA with UL-listed; Class J back-up fuse; 5kA with no back-up fuse | ﻿Interrupting Capacity ﻿(IEC/EN60898/60947-2) | ﻿0.5-63A (RC): 10kA | ﻿Calibration Temperature | ﻿30°C (86°F) | ﻿Operating Temperature | ﻿-25° to 60°C (-13° to 140°F) | ﻿Storage Temperature | ﻿-25° to 75°C (-13° to 167°F) | ﻿Terminal Size Acceptability ﻿and Torque | ﻿14-3 AWG: 17.5 lb-in. (2.0 Nm); ﻿18-16 AWG: 25 lb-in. (2.8 Nm) | ﻿Terminal Protection Degree | ﻿IP101 | ﻿Vibration Resistance | ﻿3g (18-50Hz)
UL 1077 C-Trip One Pole Miniature Molded Case Circuit Breaker | http://www.altechcorp.com/GoogleAssets/UL1077-1Tpole.jpg | No | 1POLE,277VAC,UL1077 | /Electronics & Electrical/Electronic Components & Devices/Automation Control Components | http://www.altechcorp.com/breakers/ | 1CU63R | http://www.altechcorp.com/PDFS/Splits/mcb14.pdf | http://www.altechcorp.com/GoogleAssets/UL1077-1TpoleDrawing.jpg |  |  |  | STD Pack 12 |  |  |  | Rated Current | 63A | ﻿Voltage Rating | ﻿480Y/277VAC | ﻿Short Circuit Withstand Rating ﻿(UL - Ratings) | ﻿0.5-6A (RC): 10kA with no back-up fuse; 8-63A (RC): 10kA with UL-listed; Class J back-up fuse; 5kA with no back-up fuse | ﻿Interrupting Capacity ﻿(IEC/EN60898/60947-2) | ﻿0.5-63A (RC): 10kA | ﻿Calibration Temperature | ﻿30°C (86°F) | ﻿Operating Temperature | ﻿-25° to 60°C (-13° to 140°F) | ﻿Storage Temperature | ﻿-25° to 75°C (-13° to 167°F) | ﻿Terminal Size Acceptability ﻿and Torque | ﻿14-3 AWG: 17.5 lb-in. (2.0 Nm); ﻿18-16 AWG: 25 lb-in. (2.8 Nm) | ﻿Terminal Protection Degree | ﻿IP102 | ﻿Vibration Resistance | ﻿3g (18-50Hz)
UL 1077 C-Trip Two Pole Miniature Molded Case Circuit Breaker | http://www.altechcorp.com/GoogleAssets/UL1077-2Tpole.jpg | No | 480Y/277VAC,UL1077 | /Electronics & Electrical/Electronic Components & Devices/Automation Control Components | http://www.altechcorp.com/breakers/ | 2CU05R | http://www.altechcorp.com/PDFS/Splits/mcb14.pdf | http://www.altechcorp.com/GoogleAssets/UL1077-2TpoleDrawing.jpg |  |  |  | STD PACK 6 |  |  |  | Rated Current | 0.5A | ﻿Voltage Rating | ﻿480Y/277VAC | ﻿Short Circuit Withstand Rating ﻿(UL - Ratings) | ﻿0.5-6A (RC): 10kA with no back-up fuse; 8-63A (RC): 10kA with UL-listed; Class J back-up fuse; 5kA with no back-up fuse | ﻿Interrupting Capacity ﻿(IEC/EN60898/60947-2) | ﻿0.5-63A (RC): 10kA | ﻿Calibration Temperature | ﻿30°C (86°F) | ﻿Operating Temperature | ﻿-25° to 60°C (-13° to 140°F) | ﻿Storage Temperature | ﻿-25° to 75°C (-13° to 167°F) | ﻿Terminal Size Acceptability ﻿and Torque | ﻿14-3 AWG: 17.5 lb-in. (2.0 Nm); ﻿18-16 AWG: 25 lb-in. (2.8 Nm) | ﻿Terminal Protection Degree | ﻿IP103 | ﻿Vibration Resistance | ﻿3g (18-50Hz)
UL 1077 C-Trip Two Pole Miniature Molded Case Circuit Breaker | http://www.altechcorp.com/GoogleAssets/UL1077-2Tpole.jpg | No | 480Y/277VAC,UL1077 | /Electronics & Electrical/Electronic Components & Devices/Automation Control Components | http://www.altechcorp.com/breakers/ | 2CU1R | http://www.altechcorp.com/PDFS/Splits/mcb14.pdf | http://www.altechcorp.com/GoogleAssets/UL1077-2TpoleDrawing.jpg |  |  |  | STD PACK 6 |  |  |  | Rated Current | 1.0A | ﻿Voltage Rating | ﻿480Y/277VAC | ﻿Short Circuit Withstand Rating ﻿(UL - Ratings) | ﻿0.5-6A (RC): 10kA with no back-up fuse; 8-63A (RC): 10kA with UL-listed; Class J back-up fuse; 5kA with no back-up fuse | ﻿Interrupting Capacity ﻿(IEC/EN60898/60947-2) | ﻿0.5-63A (RC): 10kA | ﻿Calibration Temperature | ﻿30°C (86°F) | ﻿Operating Temperature | ﻿-25° to 60°C (-13° to 140°F) | ﻿Storage Temperature | ﻿-25° to 75°C (-13° to 167°F) | ﻿Terminal Size Acceptability ﻿and Torque | ﻿14-3 AWG: 17.5 lb-in. (2.0 Nm); ﻿18-16 AWG: 25 lb-in. (2.8 Nm) | ﻿Terminal Protection Degree | ﻿IP104 | ﻿Vibration Resistance | ﻿3g (18-50Hz)
UL 1077 C-Trip Two Pole Miniature Molded Case Circuit Breaker | http://www.altechcorp.com/GoogleAssets/UL1077-2Tpole.jpg | No | 480Y/277VAC,UL1077 | /Electronics & Electrical/Electronic Components & Devices/Automation Control Components | http://www.altechcorp.com/breakers/ | 2CU2R | http://www.altechcorp.com/PDFS/Splits/mcb14.pdf | http://www.altechcorp.com/GoogleAssets/UL1077-2TpoleDrawing.jpg |  |  |  | STD PACK 6 |  |  |  | Rated Current | 2.0A | ﻿Voltage Rating | ﻿480Y/277VAC | ﻿Short Circuit Withstand Rating ﻿(UL - Ratings) | ﻿0.5-6A (RC): 10kA with no back-up fuse; 8-63A (RC): 10kA with UL-listed; Class J back-up fuse; 5kA with no back-up fuse | ﻿Interrupting Capacity ﻿(IEC/EN60898/60947-2) | ﻿0.5-63A (RC): 10kA | ﻿Calibration Temperature | ﻿30°C (86°F) | ﻿Operating Temperature | ﻿-25° to 60°C (-13° to 140°F) | ﻿Storage Temperature | ﻿-25° to 75°C (-13° to 167°F) | ﻿Terminal Size Acceptability ﻿and Torque | ﻿14-3 AWG: 17.5 lb-in. (2.0 Nm); ﻿18-16 AWG: 25 lb-in. (2.8 Nm) | ﻿Terminal Protection Degree | ﻿IP105 | ﻿Vibration Resistance | ﻿3g (18-50Hz)
UL 1077 C-Trip Two Pole Miniature Molded Case Circuit Breaker | http://www.altechcorp.com/GoogleAssets/UL1077-2Tpole.jpg | No | 480Y/277VAC,UL1077 | /Electronics & Electrical/Electronic Components & Devices/Automation Control Components | http://www.altechcorp.com/breakers/ | 2CU3R | http://www.altechcorp.com/PDFS/Splits/mcb14.pdf | http://www.altechcorp.com/GoogleAssets/UL1077-2TpoleDrawing.jpg |  |  |  | STD PACK 6 |  |  |  | Rated Current | 3.0A | ﻿Voltage Rating | ﻿480Y/277VAC | ﻿Short Circuit Withstand Rating ﻿(UL - Ratings) | ﻿0.5-6A (RC): 10kA with no back-up fuse; 8-63A (RC): 10kA with UL-listed; Class J back-up fuse; 5kA with no back-up fuse | ﻿Interrupting Capacity ﻿(IEC/EN60898/60947-2) | ﻿0.5-63A (RC): 10kA | ﻿Calibration Temperature | ﻿30°C (86°F) | ﻿Operating Temperature | ﻿-25° to 60°C (-13° to 140°F) | ﻿Storage Temperature | ﻿-25° to 75°C (-13° to 167°F) | ﻿Terminal Size Acceptability ﻿and Torque | ﻿14-3 AWG: 17.5 lb-in. (2.0 Nm); ﻿18-16 AWG: 25 lb-in. (2.8 Nm) | ﻿Terminal Protection Degree | ﻿IP106 | ﻿Vibration Resistance | ﻿3g (18-50Hz)
UL 1077 C-Trip Two Pole Miniature Molded Case Circuit Breaker | http://www.altechcorp.com/GoogleAssets/UL1077-2Tpole.jpg | No | 480Y/277VAC,UL1077 | /Electronics & Electrical/Electronic Components & Devices/Automation Control Components | http://www.altechcorp.com/breakers/ | 2CU4R | http://www.altechcorp.com/PDFS/Splits/mcb14.pdf | http://www.altechcorp.com/GoogleAssets/UL1077-2TpoleDrawing.jpg |  |  |  | STD PACK 6 |  |  |  | Rated Current | 4.0A | ﻿Voltage Rating | ﻿480Y/277VAC | ﻿Short Circuit Withstand Rating ﻿(UL - Ratings) | ﻿0.5-6A (RC): 10kA with no back-up fuse; 8-63A (RC): 10kA with UL-listed; Class J back-up fuse; 5kA with no back-up fuse | ﻿Interrupting Capacity ﻿(IEC/EN60898/60947-2) | ﻿0.5-63A (RC): 10kA | ﻿Calibration Temperature | ﻿30°C (86°F) | ﻿Operating Temperature | ﻿-25° to 60°C (-13° to 140°F) | ﻿Storage Temperature | ﻿-25° to 75°C (-13° to 167°F) | ﻿Terminal Size Acceptability ﻿and Torque | ﻿14-3 AWG: 17.5 lb-in. (2.0 Nm); ﻿18-16 AWG: 25 lb-in. (2.8 Nm) | ﻿Terminal Protection Degree | ﻿IP107 | ﻿Vibration Resistance | ﻿3g (18-50Hz)
UL 1077 C-Trip Two Pole Miniature Molded Case Circuit Breaker | http://www.altechcorp.com/GoogleAssets/UL1077-2Tpole.jpg | No | 480Y/277VAC,UL1077 | /Electronics & Electrical/Electronic Components & Devices/Automation Control Components | http://www.altechcorp.com/breakers/ | 2CU5R | http://www.altechcorp.com/PDFS/Splits/mcb14.pdf | http://www.altechcorp.com/GoogleAssets/UL1077-2TpoleDrawing.jpg |  |  |  | STD PACK 6 |  |  |  | Rated Current | 5.0A | ﻿Voltage Rating | ﻿480Y/277VAC | ﻿Short Circuit Withstand Rating ﻿(UL - Ratings) | ﻿0.5-6A (RC): 10kA with no back-up fuse; 8-63A (RC): 10kA with UL-listed; Class J back-up fuse; 5kA with no back-up fuse | ﻿Interrupting Capacity ﻿(IEC/EN60898/60947-2) | ﻿0.5-63A (RC): 10kA | ﻿Calibration Temperature | ﻿30°C (86°F) | ﻿Operating Temperature | ﻿-25° to 60°C (-13° to 140°F) | ﻿Storage Temperature | ﻿-25° to 75°C (-13° to 167°F) | ﻿Terminal Size Acceptability ﻿and Torque | ﻿14-3 AWG: 17.5 lb-in. (2.0 Nm); ﻿18-16 AWG: 25 lb-in. (2.8 Nm) | ﻿Terminal Protection Degree | ﻿IP108 | ﻿Vibration Resistance | ﻿3g (18-50Hz)
UL 1077 C-Trip Two Pole Miniature Molded Case Circuit Breaker | http://www.altechcorp.com/GoogleAssets/UL1077-2Tpole.jpg | No | 480Y/277VAC,UL1077 | /Electronics & Electrical/Electronic Components & Devices/Automation Control Components | http://www.altechcorp.com/breakers/ | 2CU6R | http://www.altechcorp.com/PDFS/Splits/mcb14.pdf | http://www.altechcorp.com/GoogleAssets/UL1077-2TpoleDrawing.jpg |  |  |  | STD PACK 6 |  |  |  | Rated Current | 6.0A | ﻿Voltage Rating | ﻿480Y/277VAC | ﻿Short Circuit Withstand Rating ﻿(UL - Ratings) | ﻿0.5-6A (RC): 10kA with no back-up fuse; 8-63A (RC): 10kA with UL-listed; Class J back-up fuse; 5kA with no back-up fuse | ﻿Interrupting Capacity ﻿(IEC/EN60898/60947-2) | ﻿0.5-63A (RC): 10kA | ﻿Calibration Temperature | ﻿30°C (86°F) | ﻿Operating Temperature | ﻿-25° to 60°C (-13° to 140°F) | ﻿Storage Temperature | ﻿-25° to 75°C (-13° to 167°F) | ﻿Terminal Size Acceptability ﻿and Torque | ﻿14-3 AWG: 17.5 lb-in. (2.0 Nm); ﻿18-16 AWG: 25 lb-in. (2.8 Nm) | ﻿Terminal Protection Degree | ﻿IP109 | ﻿Vibration Resistance | ﻿3g (18-50Hz)
UL 1077 C-Trip Two Pole Miniature Molded Case Circuit Breaker | http://www.altechcorp.com/GoogleAssets/UL1077-2Tpole.jpg | No | 480Y/277VAC,UL1077 | /Electronics & Electrical/Electronic Components & Devices/Automation Control Components | http://www.altechcorp.com/breakers/ | 2CU8R | http://www.altechcorp.com/PDFS/Splits/mcb14.pdf | http://www.altechcorp.com/GoogleAssets/UL1077-2TpoleDrawing.jpg |  |  |  | STD PACK 6 |  |  |  | Rated Current | 8.0A | ﻿Voltage Rating | ﻿480Y/277VAC | ﻿Short Circuit Withstand Rating ﻿(UL - Ratings) | ﻿0.5-6A (RC): 10kA with no back-up fuse; 8-63A (RC): 10kA with UL-listed; Class J back-up fuse; 5kA with no back-up fuse | ﻿Interrupting Capacity ﻿(IEC/EN60898/60947-2) | ﻿0.5-63A (RC): 10kA | ﻿Calibration Temperature | ﻿30°C (86°F) | ﻿Operating Temperature | ﻿-25° to 60°C (-13° to 140°F) | ﻿Storage Temperature | ﻿-25° to 75°C (-13° to 167°F) | ﻿Terminal Size Acceptability ﻿and Torque | ﻿14-3 AWG: 17.5 lb-in. (2.0 Nm); ﻿18-16 AWG: 25 lb-in. (2.8 Nm) | ﻿Terminal Protection Degree | ﻿IP110 | ﻿Vibration Resistance | ﻿3g (18-50Hz)
UL 1077 C-Trip Two Pole Miniature Molded Case Circuit Breaker | http://www.altechcorp.com/GoogleAssets/UL1077-2Tpole.jpg | No | 480Y/277VAC,UL1077 | /Electronics & Electrical/Electronic Components & Devices/Automation Control Components | http://www.altechcorp.com/breakers/ | 2CU10R | http://www.altechcorp.com/PDFS/Splits/mcb14.pdf | http://www.altechcorp.com/GoogleAssets/UL1077-2TpoleDrawing.jpg |  |  |  | STD PACK 6 |  |  |  | Rated Current | 10A | ﻿Voltage Rating | ﻿480Y/277VAC | ﻿Short Circuit Withstand Rating ﻿(UL - Ratings) | ﻿0.5-6A (RC): 10kA with no back-up fuse; 8-63A (RC): 10kA with UL-listed; Class J back-up fuse; 5kA with no back-up fuse | ﻿Interrupting Capacity ﻿(IEC/EN60898/60947-2) | ﻿0.5-63A (RC): 10kA | ﻿Calibration Temperature | ﻿30°C (86°F) | ﻿Operating Temperature | ﻿-25° to 60°C (-13° to 140°F) | ﻿Storage Temperature | ﻿-25° to 75°C (-13° to 167°F) | ﻿Terminal Size Acceptability ﻿and Torque | ﻿14-3 AWG: 17.5 lb-in. (2.0 Nm); ﻿18-16 AWG: 25 lb-in. (2.8 Nm) | ﻿Terminal Protection Degree | ﻿IP111 | ﻿Vibration Resistance | ﻿3g (18-50Hz)
UL 1077 C-Trip Two Pole Miniature Molded Case Circuit Breaker | http://www.altechcorp.com/GoogleAssets/UL1077-2Tpole.jpg | No | 480Y/277VAC,UL1077 | /Electronics & Electrical/Electronic Components & Devices/Automation Control Components | http://www.altechcorp.com/breakers/ | 2CU12R | http://www.altechcorp.com/PDFS/Splits/mcb14.pdf | http://www.altechcorp.com/GoogleAssets/UL1077-2TpoleDrawing.jpg |  |  |  | STD PACK 6 |  |  |  | Rated Current | 12A | ﻿Voltage Rating | ﻿480Y/277VAC | ﻿Short Circuit Withstand Rating ﻿(UL - Ratings) | ﻿0.5-6A (RC): 10kA with no back-up fuse; 8-63A (RC): 10kA with UL-listed; Class J back-up fuse; 5kA with no back-up fuse | ﻿Interrupting Capacity ﻿(IEC/EN60898/60947-2) | ﻿0.5-63A (RC): 10kA | ﻿Calibration Temperature | ﻿30°C (86°F) | ﻿Operating Temperature | ﻿-25° to 60°C (-13° to 140°F) | ﻿Storage Temperature | ﻿-25° to 75°C (-13° to 167°F) | ﻿Terminal Size Acceptability ﻿and Torque | ﻿14-3 AWG: 17.5 lb-in. (2.0 Nm); ﻿18-16 AWG: 25 lb-in. (2.8 Nm) | ﻿Terminal Protection Degree | ﻿IP112 | ﻿Vibration Resistance | ﻿3g (18-50Hz)
UL 1077 C-Trip Two Pole Miniature Molded Case Circuit Breaker | http://www.altechcorp.com/GoogleAssets/UL1077-2Tpole.jpg | No | 480Y/277VAC,UL1077 | /Electronics & Electrical/Electronic Components & Devices/Automation Control Components | http://www.altechcorp.com/breakers/ | 2CU13R | http://www.altechcorp.com/PDFS/Splits/mcb14.pdf | http://www.altechcorp.com/GoogleAssets/UL1077-2TpoleDrawing.jpg |  |  |  | STD PACK 6 |  |  |  | Rated Current | 13A | ﻿Voltage Rating | ﻿480Y/277VAC | ﻿Short Circuit Withstand Rating ﻿(UL - Ratings) | ﻿0.5-6A (RC): 10kA with no back-up fuse; 8-63A (RC): 10kA with UL-listed; Class J back-up fuse; 5kA with no back-up fuse | ﻿Interrupting Capacity ﻿(IEC/EN60898/60947-2) | ﻿0.5-63A (RC): 10kA | ﻿Calibration Temperature | ﻿30°C (86°F) | ﻿Operating Temperature | ﻿-25° to 60°C (-13° to 140°F) | ﻿Storage Temperature | ﻿-25° to 75°C (-13° to 167°F) | ﻿Terminal Size Acceptability ﻿and Torque | ﻿14-3 AWG: 17.5 lb-in. (2.0 Nm); ﻿18-16 AWG: 25 lb-in. (2.8 Nm) | ﻿Terminal Protection Degree | ﻿IP113 | ﻿Vibration Resistance | ﻿3g (18-50Hz)
UL 1077 C-Trip Two Pole Miniature Molded Case Circuit Breaker | http://www.altechcorp.com/GoogleAssets/UL1077-2Tpole.jpg | No | 480Y/277VAC,UL1077 | /Electronics & Electrical/Electronic Components & Devices/Automation Control Components | http://www.altechcorp.com/breakers/ | 2CU15R | http://www.altechcorp.com/PDFS/Splits/mcb14.pdf | http://www.altechcorp.com/GoogleAssets/UL1077-2TpoleDrawing.jpg |  |  |  | STD PACK 6 |  |  |  | Rated Current | 15A | ﻿Voltage Rating | ﻿480Y/277VAC | ﻿Short Circuit Withstand Rating ﻿(UL - Ratings) | ﻿0.5-6A (RC): 10kA with no back-up fuse; 8-63A (RC): 10kA with UL-listed; Class J back-up fuse; 5kA with no back-up fuse | ﻿Interrupting Capacity ﻿(IEC/EN60898/60947-2) | ﻿0.5-63A (RC): 10kA | ﻿Calibration Temperature | ﻿30°C (86°F) | ﻿Operating Temperature | ﻿-25° to 60°C (-13° to 140°F) | ﻿Storage Temperature | ﻿-25° to 75°C (-13° to 167°F) | ﻿Terminal Size Acceptability ﻿and Torque | ﻿14-3 AWG: 17.5 lb-in. (2.0 Nm); ﻿18-16 AWG: 25 lb-in. (2.8 Nm) | ﻿Terminal Protection Degree | ﻿IP114 | ﻿Vibration Resistance | ﻿3g (18-50Hz)
UL 1077 C-Trip Two Pole Miniature Molded Case Circuit Breaker | http://www.altechcorp.com/GoogleAssets/UL1077-2Tpole.jpg | No | 480Y/277VAC,UL1077 | /Electronics & Electrical/Electronic Components & Devices/Automation Control Components | http://www.altechcorp.com/breakers/ | 2CU16R | http://www.altechcorp.com/PDFS/Splits/mcb14.pdf | http://www.altechcorp.com/GoogleAssets/UL1077-2TpoleDrawing.jpg |  |  |  | STD PACK 6 |  |  |  | Rated Current | 16A | ﻿Voltage Rating | ﻿480Y/277VAC | ﻿Short Circuit Withstand Rating ﻿(UL - Ratings) | ﻿0.5-6A (RC): 10kA with no back-up fuse; 8-63A (RC): 10kA with UL-listed; Class J back-up fuse; 5kA with no back-up fuse | ﻿Interrupting Capacity ﻿(IEC/EN60898/60947-2) | ﻿0.5-63A (RC): 10kA | ﻿Calibration Temperature | ﻿30°C (86°F) | ﻿Operating Temperature | ﻿-25° to 60°C (-13° to 140°F) | ﻿Storage Temperature | ﻿-25° to 75°C (-13° to 167°F) | ﻿Terminal Size Acceptability ﻿and Torque | ﻿14-3 AWG: 17.5 lb-in. (2.0 Nm); ﻿18-16 AWG: 25 lb-in. (2.8 Nm) | ﻿Terminal Protection Degree | ﻿IP115 | ﻿Vibration Resistance | ﻿3g (18-50Hz)
UL 1077 C-Trip Two Pole Miniature Molded Case Circuit Breaker | http://www.altechcorp.com/GoogleAssets/UL1077-2Tpole.jpg | No | 480Y/277VAC,UL1077 | /Electronics & Electrical/Electronic Components & Devices/Automation Control Components | http://www.altechcorp.com/breakers/ | 2CU20R | http://www.altechcorp.com/PDFS/Splits/mcb14.pdf | http://www.altechcorp.com/GoogleAssets/UL1077-2TpoleDrawing.jpg |  |  |  | STD PACK 6 |  |  |  | Rated Current | 20A | ﻿Voltage Rating | ﻿480Y/277VAC | ﻿Short Circuit Withstand Rating ﻿(UL - Ratings) | ﻿0.5-6A (RC): 10kA with no back-up fuse; 8-63A (RC): 10kA with UL-listed; Class J back-up fuse; 5kA with no back-up fuse | ﻿Interrupting Capacity ﻿(IEC/EN60898/60947-2) | ﻿0.5-63A (RC): 10kA | ﻿Calibration Temperature | ﻿30°C (86°F) | ﻿Operating Temperature | ﻿-25° to 60°C (-13° to 140°F) | ﻿Storage Temperature | ﻿-25° to 75°C (-13° to 167°F) | ﻿Terminal Size Acceptability ﻿and Torque | ﻿14-3 AWG: 17.5 lb-in. (2.0 Nm); ﻿18-16 AWG: 25 lb-in. (2.8 Nm) | ﻿Terminal Protection Degree | ﻿IP116 | ﻿Vibration Resistance | ﻿3g (18-50Hz)
UL 1077 C-Trip Two Pole Miniature Molded Case Circuit Breaker | http://www.altechcorp.com/GoogleAssets/UL1077-2Tpole.jpg | No | 480Y/277VAC,UL1077 | /Electronics & Electrical/Electronic Components & Devices/Automation Control Components | http://www.altechcorp.com/breakers/ | 2CU25R | http://www.altechcorp.com/PDFS/Splits/mcb14.pdf | http://www.altechcorp.com/GoogleAssets/UL1077-2TpoleDrawing.jpg |  |  |  | STD PACK 6 |  |  |  | Rated Current | 25A | ﻿Voltage Rating | ﻿480Y/277VAC | ﻿Short Circuit Withstand Rating ﻿(UL - Ratings) | ﻿0.5-6A (RC): 10kA with no back-up fuse; 8-63A (RC): 10kA with UL-listed; Class J back-up fuse; 5kA with no back-up fuse | ﻿Interrupting Capacity ﻿(IEC/EN60898/60947-2) | ﻿0.5-63A (RC): 10kA | ﻿Calibration Temperature | ﻿30°C (86°F) | ﻿Operating Temperature | ﻿-25° to 60°C (-13° to 140°F) | ﻿Storage Temperature | ﻿-25° to 75°C (-13° to 167°F) | ﻿Terminal Size Acceptability ﻿and Torque | ﻿14-3 AWG: 17.5 lb-in. (2.0 Nm); ﻿18-16 AWG: 25 lb-in. (2.8 Nm) | ﻿Terminal Protection Degree | ﻿IP117 | ﻿Vibration Resistance | ﻿3g (18-50Hz)
UL 1077 C-Trip Two Pole Miniature Molded Case Circuit Breaker | http://www.altechcorp.com/GoogleAssets/UL1077-2Tpole.jpg | No | 480Y/277VAC,UL1077 | /Electronics & Electrical/Electronic Components & Devices/Automation Control Components | http://www.altechcorp.com/breakers/ | 2CU30R | http://www.altechcorp.com/PDFS/Splits/mcb14.pdf | http://www.altechcorp.com/GoogleAssets/UL1077-2TpoleDrawing.jpg |  |  |  | STD PACK 6 |  |  |  | Rated Current | 30A | ﻿Voltage Rating | ﻿480Y/277VAC | ﻿Short Circuit Withstand Rating ﻿(UL - Ratings) | ﻿0.5-6A (RC): 10kA with no back-up fuse; 8-63A (RC): 10kA with UL-listed; Class J back-up fuse; 5kA with no back-up fuse | ﻿Interrupting Capacity ﻿(IEC/EN60898/60947-2) | ﻿0.5-63A (RC): 10kA | ﻿Calibration Temperature | ﻿30°C (86°F) | ﻿Operating Temperature | ﻿-25° to 60°C (-13° to 140°F) | ﻿Storage Temperature | ﻿-25° to 75°C (-13° to 167°F) | ﻿Terminal Size Acceptability ﻿and Torque | ﻿14-3 AWG: 17.5 lb-in. (2.0 Nm); ﻿18-16 AWG: 25 lb-in. (2.8 Nm) | ﻿Terminal Protection Degree | ﻿IP118 | ﻿Vibration Resistance | ﻿3g (18-50Hz)
UL 1077 C-Trip Two Pole Miniature Molded Case Circuit Breaker | http://www.altechcorp.com/GoogleAssets/UL1077-2Tpole.jpg | No | 480Y/277VAC,UL1077 | /Electronics & Electrical/Electronic Components & Devices/Automation Control Components | http://www.altechcorp.com/breakers/ | 2CU32R | http://www.altechcorp.com/PDFS/Splits/mcb14.pdf | http://www.altechcorp.com/GoogleAssets/UL1077-2TpoleDrawing.jpg |  |  |  | STD PACK 6 |  |  |  | Rated Current | 32A | ﻿Voltage Rating | ﻿480Y/277VAC | ﻿Short Circuit Withstand Rating ﻿(UL - Ratings) | ﻿0.5-6A (RC): 10kA with no back-up fuse; 8-63A (RC): 10kA with UL-listed; Class J back-up fuse; 5kA with no back-up fuse | ﻿Interrupting Capacity ﻿(IEC/EN60898/60947-2) | ﻿0.5-63A (RC): 10kA | ﻿Calibration Temperature | ﻿30°C (86°F) | ﻿Operating Temperature | ﻿-25° to 60°C (-13° to 140°F) | ﻿Storage Temperature | ﻿-25° to 75°C (-13° to 167°F) | ﻿Terminal Size Acceptability ﻿and Torque | ﻿14-3 AWG: 17.5 lb-in. (2.0 Nm); ﻿18-16 AWG: 25 lb-in. (2.8 Nm) | ﻿Terminal Protection Degree | ﻿IP119 | ﻿Vibration Resistance | ﻿3g (18-50Hz)
UL 1077 C-Trip Two Pole Miniature Molded Case Circuit Breaker | http://www.altechcorp.com/GoogleAssets/UL1077-2Tpole.jpg | No | 480Y/277VAC,UL1077 | /Electronics & Electrical/Electronic Components & Devices/Automation Control Components | http://www.altechcorp.com/breakers/ | 2CU40R | http://www.altechcorp.com/PDFS/Splits/mcb14.pdf | http://www.altechcorp.com/GoogleAssets/UL1077-2TpoleDrawing.jpg |  |  |  | STD PACK 6 |  |  |  | Rated Current | 40A | ﻿Voltage Rating | ﻿480Y/277VAC | ﻿Short Circuit Withstand Rating ﻿(UL - Ratings) | ﻿0.5-6A (RC): 10kA with no back-up fuse; 8-63A (RC): 10kA with UL-listed; Class J back-up fuse; 5kA with no back-up fuse | ﻿Interrupting Capacity ﻿(IEC/EN60898/60947-2) | ﻿0.5-63A (RC): 10kA | ﻿Calibration Temperature | ﻿30°C (86°F) | ﻿Operating Temperature | ﻿-25° to 60°C (-13° to 140°F) | ﻿Storage Temperature | ﻿-25° to 75°C (-13° to 167°F) | ﻿Terminal Size Acceptability ﻿and Torque | ﻿14-3 AWG: 17.5 lb-in. (2.0 Nm); ﻿18-16 AWG: 25 lb-in. (2.8 Nm) | ﻿Terminal Protection Degree | ﻿IP120 | ﻿Vibration Resistance | ﻿3g (18-50Hz)
UL 1077 C-Trip Two Pole Miniature Molded Case Circuit Breaker | http://www.altechcorp.com/GoogleAssets/UL1077-2Tpole.jpg | No | 480Y/277VAC,UL1077 | /Electronics & Electrical/Electronic Components & Devices/Automation Control Components | http://www.altechcorp.com/breakers/ | 2CU50R | http://www.altechcorp.com/PDFS/Splits/mcb14.pdf | http://www.altechcorp.com/GoogleAssets/UL1077-2TpoleDrawing.jpg |  |  |  | STD PACK 6 |  |  |  | Rated Current | 50A | ﻿Voltage Rating | ﻿480Y/277VAC | ﻿Short Circuit Withstand Rating ﻿(UL - Ratings) | ﻿0.5-6A (RC): 10kA with no back-up fuse; 8-63A (RC): 10kA with UL-listed; Class J back-up fuse; 5kA with no back-up fuse | ﻿Interrupting Capacity ﻿(IEC/EN60898/60947-2) | ﻿0.5-63A (RC): 10kA | ﻿Calibration Temperature | ﻿30°C (86°F) | ﻿Operating Temperature | ﻿-25° to 60°C (-13° to 140°F) | ﻿Storage Temperature | ﻿-25° to 75°C (-13° to 167°F) | ﻿Terminal Size Acceptability ﻿and Torque | ﻿14-3 AWG: 17.5 lb-in. (2.0 Nm); ﻿18-16 AWG: 25 lb-in. (2.8 Nm) | ﻿Terminal Protection Degree | ﻿IP121 | ﻿Vibration Resistance | ﻿3g (18-50Hz)
UL 1077 C-Trip Two Pole Miniature Molded Case Circuit Breaker | http://www.altechcorp.com/GoogleAssets/UL1077-2Tpole.jpg | No | 480Y/277VAC,UL1077 | /Electronics & Electrical/Electronic Components & Devices/Automation Control Components | http://www.altechcorp.com/breakers/ | 2CU60R | http://www.altechcorp.com/PDFS/Splits/mcb14.pdf | http://www.altechcorp.com/GoogleAssets/UL1077-2TpoleDrawing.jpg |  |  |  | STD PACK 6 |  |  |  | Rated Current | 60A | ﻿Voltage Rating | ﻿480Y/277VAC | ﻿Short Circuit Withstand Rating ﻿(UL - Ratings) | ﻿0.5-6A (RC): 10kA with no back-up fuse; 8-63A (RC): 10kA with UL-listed; Class J back-up fuse; 5kA with no back-up fuse | ﻿Interrupting Capacity ﻿(IEC/EN60898/60947-2) | ﻿0.5-63A (RC): 10kA | ﻿Calibration Temperature | ﻿30°C (86°F) | ﻿Operating Temperature | ﻿-25° to 60°C (-13° to 140°F) | ﻿Storage Temperature | ﻿-25° to 75°C (-13° to 167°F) | ﻿Terminal Size Acceptability ﻿and Torque | ﻿14-3 AWG: 17.5 lb-in. (2.0 Nm); ﻿18-16 AWG: 25 lb-in. (2.8 Nm) | ﻿Terminal Protection Degree | ﻿IP122 | ﻿Vibration Resistance | ﻿3g (18-50Hz)
UL 1077 C-Trip Two Pole Miniature Molded Case Circuit Breaker | http://www.altechcorp.com/GoogleAssets/UL1077-2Tpole.jpg | No | 480Y/277VAC,UL1077 | /Electronics & Electrical/Electronic Components & Devices/Automation Control Components | http://www.altechcorp.com/breakers/ | 2CU63R | http://www.altechcorp.com/PDFS/Splits/mcb14.pdf | http://www.altechcorp.com/GoogleAssets/UL1077-2TpoleDrawing.jpg |  |  |  | STD PACK 6 |  |  |  | Rated Current | 63A | ﻿Voltage Rating | ﻿480Y/277VAC | ﻿Short Circuit Withstand Rating ﻿(UL - Ratings) | ﻿0.5-6A (RC): 10kA with no back-up fuse; 8-63A (RC): 10kA with UL-listed; Class J back-up fuse; 5kA with no back-up fuse | ﻿Interrupting Capacity ﻿(IEC/EN60898/60947-2) | ﻿0.5-63A (RC): 10kA | ﻿Calibration Temperature | ﻿30°C (86°F) | ﻿Operating Temperature | ﻿-25° to 60°C (-13° to 140°F) | ﻿Storage Temperature | ﻿-25° to 75°C (-13° to 167°F) | ﻿Terminal Size Acceptability ﻿and Torque | ﻿14-3 AWG: 17.5 lb-in. (2.0 Nm); ﻿18-16 AWG: 25 lb-in. (2.8 Nm) | ﻿Terminal Protection Degree | ﻿IP123 | ﻿Vibration Resistance | ﻿3g (18-50Hz)
UL 1077 C-Trip Three Pole Miniature Molded Case Circuit Breaker | http://www.altechcorp.com/GoogleAssets/UL1077-3Tpole.jpg | No | 480Y/277VAC,UL1077 | /Electronics & Electrical/Electronic Components & Devices/Automation Control Components | http://www.altechcorp.com/breakers/ | 3CU05R | http://www.altechcorp.com/PDFS/Splits/mcb14.pdf | http://www.altechcorp.com/GoogleAssets/UL1077-3TpoleDrawing.jpg |  |  |  | STD PACK 4 |  |  |  | Rated Current | 0.5A | ﻿Voltage Rating | ﻿480Y/277VAC | ﻿Short Circuit Withstand Rating ﻿(UL - Ratings) | ﻿0.5-6A (RC): 10kA with no back-up fuse; 8-63A (RC): 10kA with UL-listed; Class J back-up fuse; 5kA with no back-up fuse | ﻿Interrupting Capacity ﻿(IEC/EN60898/60947-2) | ﻿0.5-63A (RC): 10kA | ﻿Calibration Temperature | ﻿30°C (86°F) | ﻿Operating Temperature | ﻿-25° to 60°C (-13° to 140°F) | ﻿Storage Temperature | ﻿-25° to 75°C (-13° to 167°F) | ﻿Terminal Size Acceptability ﻿and Torque | ﻿14-3 AWG: 17.5 lb-in. (2.0 Nm); ﻿18-16 AWG: 25 lb-in. (2.8 Nm) | ﻿Terminal Protection Degree | ﻿IP124 | ﻿Vibration Resistance | ﻿3g (18-50Hz)
UL 1077 C-Trip Three Pole Miniature Molded Case Circuit Breaker | http://www.altechcorp.com/GoogleAssets/UL1077-3Tpole.jpg | No | 480Y/277VAC,UL1077 | /Electronics & Electrical/Electronic Components & Devices/Automation Control Components | http://www.altechcorp.com/breakers/ | 3CU1R | http://www.altechcorp.com/PDFS/Splits/mcb14.pdf | http://www.altechcorp.com/GoogleAssets/UL1077-3TpoleDrawing.jpg |  |  |  | STD PACK 4 |  |  |  | Rated Current | 1.0A | ﻿Voltage Rating | ﻿480Y/277VAC | ﻿Short Circuit Withstand Rating ﻿(UL - Ratings) | ﻿0.5-6A (RC): 10kA with no back-up fuse; 8-63A (RC): 10kA with UL-listed; Class J back-up fuse; 5kA with no back-up fuse | ﻿Interrupting Capacity ﻿(IEC/EN60898/60947-2) | ﻿0.5-63A (RC): 10kA | ﻿Calibration Temperature | ﻿30°C (86°F) | ﻿Operating Temperature | ﻿-25° to 60°C (-13° to 140°F) | ﻿Storage Temperature | ﻿-25° to 75°C (-13° to 167°F) | ﻿Terminal Size Acceptability ﻿and Torque | ﻿14-3 AWG: 17.5 lb-in. (2.0 Nm); ﻿18-16 AWG: 25 lb-in. (2.8 Nm) | ﻿Terminal Protection Degree | ﻿IP125 | ﻿Vibration Resistance | ﻿3g (18-50Hz)
UL 1077 C-Trip Three Pole Miniature Molded Case Circuit Breaker | http://www.altechcorp.com/GoogleAssets/UL1077-3Tpole.jpg | No | 480Y/277VAC,UL1077 | /Electronics & Electrical/Electronic Components & Devices/Automation Control Components | http://www.altechcorp.com/breakers/ | 3CU2R | http://www.altechcorp.com/PDFS/Splits/mcb14.pdf | http://www.altechcorp.com/GoogleAssets/UL1077-3TpoleDrawing.jpg |  |  |  | STD PACK 4 |  |  |  | Rated Current | 2.0A | ﻿Voltage Rating | ﻿480Y/277VAC | ﻿Short Circuit Withstand Rating ﻿(UL - Ratings) | ﻿0.5-6A (RC): 10kA with no back-up fuse; 8-63A (RC): 10kA with UL-listed; Class J back-up fuse; 5kA with no back-up fuse | ﻿Interrupting Capacity ﻿(IEC/EN60898/60947-2) | ﻿0.5-63A (RC): 10kA | ﻿Calibration Temperature | ﻿30°C (86°F) | ﻿Operating Temperature | ﻿-25° to 60°C (-13° to 140°F) | ﻿Storage Temperature | ﻿-25° to 75°C (-13° to 167°F) | ﻿Terminal Size Acceptability ﻿and Torque | ﻿14-3 AWG: 17.5 lb-in. (2.0 Nm); ﻿18-16 AWG: 25 lb-in. (2.8 Nm) | ﻿Terminal Protection Degree | ﻿IP126 | ﻿Vibration Resistance | ﻿3g (18-50Hz)
UL 1077 C-Trip Three Pole Miniature Molded Case Circuit Breaker | http://www.altechcorp.com/GoogleAssets/UL1077-3Tpole.jpg | No | 480Y/277VAC,UL1077 | /Electronics & Electrical/Electronic Components & Devices/Automation Control Components | http://www.altechcorp.com/breakers/ | 3CU3R | http://www.altechcorp.com/PDFS/Splits/mcb14.pdf | http://www.altechcorp.com/GoogleAssets/UL1077-3TpoleDrawing.jpg |  |  |  | STD PACK 4 |  |  |  | Rated Current | 3.0A | ﻿Voltage Rating | ﻿480Y/277VAC | ﻿Short Circuit Withstand Rating ﻿(UL - Ratings) | ﻿0.5-6A (RC): 10kA with no back-up fuse; 8-63A (RC): 10kA with UL-listed; Class J back-up fuse; 5kA with no back-up fuse | ﻿Interrupting Capacity ﻿(IEC/EN60898/60947-2) | ﻿0.5-63A (RC): 10kA | ﻿Calibration Temperature | ﻿30°C (86°F) | ﻿Operating Temperature | ﻿-25° to 60°C (-13° to 140°F) | ﻿Storage Temperature | ﻿-25° to 75°C (-13° to 167°F) | ﻿Terminal Size Acceptability ﻿and Torque | ﻿14-3 AWG: 17.5 lb-in. (2.0 Nm); ﻿18-16 AWG: 25 lb-in. (2.8 Nm) | ﻿Terminal Protection Degree | ﻿IP127 | ﻿Vibration Resistance | ﻿3g (18-50Hz)
UL 1077 C-Trip Three Pole Miniature Molded Case Circuit Breaker | http://www.altechcorp.com/GoogleAssets/UL1077-3Tpole.jpg | No | 480Y/277VAC,UL1077 | /Electronics & Electrical/Electronic Components & Devices/Automation Control Components | http://www.altechcorp.com/breakers/ | 3CU4R | http://www.altechcorp.com/PDFS/Splits/mcb14.pdf | http://www.altechcorp.com/GoogleAssets/UL1077-3TpoleDrawing.jpg |  |  |  | STD PACK 4 |  |  |  | Rated Current | 4.0A | ﻿Voltage Rating | ﻿480Y/277VAC | ﻿Short Circuit Withstand Rating ﻿(UL - Ratings) | ﻿0.5-6A (RC): 10kA with no back-up fuse; 8-63A (RC): 10kA with UL-listed; Class J back-up fuse; 5kA with no back-up fuse | ﻿Interrupting Capacity ﻿(IEC/EN60898/60947-2) | ﻿0.5-63A (RC): 10kA | ﻿Calibration Temperature | ﻿30°C (86°F) | ﻿Operating Temperature | ﻿-25° to 60°C (-13° to 140°F) | ﻿Storage Temperature | ﻿-25° to 75°C (-13° to 167°F) | ﻿Terminal Size Acceptability ﻿and Torque | ﻿14-3 AWG: 17.5 lb-in. (2.0 Nm); ﻿18-16 AWG: 25 lb-in. (2.8 Nm) | ﻿Terminal Protection Degree | ﻿IP128 | ﻿Vibration Resistance | ﻿3g (18-50Hz)
UL 1077 C-Trip Three Pole Miniature Molded Case Circuit Breaker | http://www.altechcorp.com/GoogleAssets/UL1077-3Tpole.jpg | No | 480Y/277VAC,UL1077 | /Electronics & Electrical/Electronic Components & Devices/Automation Control Components | http://www.altechcorp.com/breakers/ | 3CU5R | http://www.altechcorp.com/PDFS/Splits/mcb14.pdf | http://www.altechcorp.com/GoogleAssets/UL1077-3TpoleDrawing.jpg |  |  |  | STD PACK 4 |  |  |  | Rated Current | 5.0A | ﻿Voltage Rating | ﻿480Y/277VAC | ﻿Short Circuit Withstand Rating ﻿(UL - Ratings) | ﻿0.5-6A (RC): 10kA with no back-up fuse; 8-63A (RC): 10kA with UL-listed; Class J back-up fuse; 5kA with no back-up fuse | ﻿Interrupting Capacity ﻿(IEC/EN60898/60947-2) | ﻿0.5-63A (RC): 10kA | ﻿Calibration Temperature | ﻿30°C (86°F) | ﻿Operating Temperature | ﻿-25° to 60°C (-13° to 140°F) | ﻿Storage Temperature | ﻿-25° to 75°C (-13° to 167°F) | ﻿Terminal Size Acceptability ﻿and Torque | ﻿14-3 AWG: 17.5 lb-in. (2.0 Nm); ﻿18-16 AWG: 25 lb-in. (2.8 Nm) | ﻿Terminal Protection Degree | ﻿IP129 | ﻿Vibration Resistance | ﻿3g (18-50Hz)
UL 1077 C-Trip Three Pole Miniature Molded Case Circuit Breaker | http://www.altechcorp.com/GoogleAssets/UL1077-3Tpole.jpg | No | 480Y/277VAC,UL1077 | /Electronics & Electrical/Electronic Components & Devices/Automation Control Components | http://www.altechcorp.com/breakers/ | 3CU6R | http://www.altechcorp.com/PDFS/Splits/mcb14.pdf | http://www.altechcorp.com/GoogleAssets/UL1077-3TpoleDrawing.jpg |  |  |  | STD PACK 4 |  |  |  | Rated Current | 6.0A | ﻿Voltage Rating | ﻿480Y/277VAC | ﻿Short Circuit Withstand Rating ﻿(UL - Ratings) | ﻿0.5-6A (RC): 10kA with no back-up fuse; 8-63A (RC): 10kA with UL-listed; Class J back-up fuse; 5kA with no back-up fuse | ﻿Interrupting Capacity ﻿(IEC/EN60898/60947-2) | ﻿0.5-63A (RC): 10kA | ﻿Calibration Temperature | ﻿30°C (86°F) | ﻿Operating Temperature | ﻿-25° to 60°C (-13° to 140°F) | ﻿Storage Temperature | ﻿-25° to 75°C (-13° to 167°F) | ﻿Terminal Size Acceptability ﻿and Torque | ﻿14-3 AWG: 17.5 lb-in. (2.0 Nm); ﻿18-16 AWG: 25 lb-in. (2.8 Nm) | ﻿Terminal Protection Degree | ﻿IP130 | ﻿Vibration Resistance | ﻿3g (18-50Hz)
UL 1077 C-Trip Three Pole Miniature Molded Case Circuit Breaker | http://www.altechcorp.com/GoogleAssets/UL1077-3Tpole.jpg | No | 480Y/277VAC,UL1077 | /Electronics & Electrical/Electronic Components & Devices/Automation Control Components | http://www.altechcorp.com/breakers/ | 3CU8R | http://www.altechcorp.com/PDFS/Splits/mcb14.pdf | http://www.altechcorp.com/GoogleAssets/UL1077-3TpoleDrawing.jpg |  |  |  | STD PACK 4 |  |  |  | Rated Current | 8.0A | ﻿Voltage Rating | ﻿480Y/277VAC | ﻿Short Circuit Withstand Rating ﻿(UL - Ratings) | ﻿0.5-6A (RC): 10kA with no back-up fuse; 8-63A (RC): 10kA with UL-listed; Class J back-up fuse; 5kA with no back-up fuse | ﻿Interrupting Capacity ﻿(IEC/EN60898/60947-2) | ﻿0.5-63A (RC): 10kA | ﻿Calibration Temperature | ﻿30°C (86°F) | ﻿Operating Temperature | ﻿-25° to 60°C (-13° to 140°F) | ﻿Storage Temperature | ﻿-25° to 75°C (-13° to 167°F) | ﻿Terminal Size Acceptability ﻿and Torque | ﻿14-3 AWG: 17.5 lb-in. (2.0 Nm); ﻿18-16 AWG: 25 lb-in. (2.8 Nm) | ﻿Terminal Protection Degree | ﻿IP131 | ﻿Vibration Resistance | ﻿3g (18-50Hz)
UL 1077 C-Trip Three Pole Miniature Molded Case Circuit Breaker | http://www.altechcorp.com/GoogleAssets/UL1077-3Tpole.jpg | No | 480Y/277VAC,UL1077 | /Electronics & Electrical/Electronic Components & Devices/Automation Control Components | http://www.altechcorp.com/breakers/ | 3CU10R | http://www.altechcorp.com/PDFS/Splits/mcb14.pdf | http://www.altechcorp.com/GoogleAssets/UL1077-3TpoleDrawing.jpg |  |  |  | STD PACK 4 |  |  |  | Rated Current | 10A | ﻿Voltage Rating | ﻿480Y/277VAC | ﻿Short Circuit Withstand Rating ﻿(UL - Ratings) | ﻿0.5-6A (RC): 10kA with no back-up fuse; 8-63A (RC): 10kA with UL-listed; Class J back-up fuse; 5kA with no back-up fuse | ﻿Interrupting Capacity ﻿(IEC/EN60898/60947-2) | ﻿0.5-63A (RC): 10kA | ﻿Calibration Temperature | ﻿30°C (86°F) | ﻿Operating Temperature | ﻿-25° to 60°C (-13° to 140°F) | ﻿Storage Temperature | ﻿-25° to 75°C (-13° to 167°F) | ﻿Terminal Size Acceptability ﻿and Torque | ﻿14-3 AWG: 17.5 lb-in. (2.0 Nm); ﻿18-16 AWG: 25 lb-in. (2.8 Nm) | ﻿Terminal Protection Degree | ﻿IP132 | ﻿Vibration Resistance | ﻿3g (18-50Hz)
UL 1077 C-Trip Three Pole Miniature Molded Case Circuit Breaker | http://www.altechcorp.com/GoogleAssets/UL1077-3Tpole.jpg | No | 480Y/277VAC,UL1077 | /Electronics & Electrical/Electronic Components & Devices/Automation Control Components | http://www.altechcorp.com/breakers/ | 3CU12R | http://www.altechcorp.com/PDFS/Splits/mcb14.pdf | http://www.altechcorp.com/GoogleAssets/UL1077-3TpoleDrawing.jpg |  |  |  | STD PACK 4 |  |  |  | Rated Current | 12A | ﻿Voltage Rating | ﻿480Y/277VAC | ﻿Short Circuit Withstand Rating ﻿(UL - Ratings) | ﻿0.5-6A (RC): 10kA with no back-up fuse; 8-63A (RC): 10kA with UL-listed; Class J back-up fuse; 5kA with no back-up fuse | ﻿Interrupting Capacity ﻿(IEC/EN60898/60947-2) | ﻿0.5-63A (RC): 10kA | ﻿Calibration Temperature | ﻿30°C (86°F) | ﻿Operating Temperature | ﻿-25° to 60°C (-13° to 140°F) | ﻿Storage Temperature | ﻿-25° to 75°C (-13° to 167°F) | ﻿Terminal Size Acceptability ﻿and Torque | ﻿14-3 AWG: 17.5 lb-in. (2.0 Nm); ﻿18-16 AWG: 25 lb-in. (2.8 Nm) | ﻿Terminal Protection Degree | ﻿IP133 | ﻿Vibration Resistance | ﻿3g (18-50Hz)
UL 1077 C-Trip Three Pole Miniature Molded Case Circuit Breaker | http://www.altechcorp.com/GoogleAssets/UL1077-3Tpole.jpg | No | 480Y/277VAC,UL1077 | /Electronics & Electrical/Electronic Components & Devices/Automation Control Components | http://www.altechcorp.com/breakers/ | 3CU13R | http://www.altechcorp.com/PDFS/Splits/mcb14.pdf | http://www.altechcorp.com/GoogleAssets/UL1077-3TpoleDrawing.jpg |  |  |  | STD PACK 4 |  |  |  | Rated Current | 13A | ﻿Voltage Rating | ﻿480Y/277VAC | ﻿Short Circuit Withstand Rating ﻿(UL - Ratings) | ﻿0.5-6A (RC): 10kA with no back-up fuse; 8-63A (RC): 10kA with UL-listed; Class J back-up fuse; 5kA with no back-up fuse | ﻿Interrupting Capacity ﻿(IEC/EN60898/60947-2) | ﻿0.5-63A (RC): 10kA | ﻿Calibration Temperature | ﻿30°C (86°F) | ﻿Operating Temperature | ﻿-25° to 60°C (-13° to 140°F) | ﻿Storage Temperature | ﻿-25° to 75°C (-13° to 167°F) | ﻿Terminal Size Acceptability ﻿and Torque | ﻿14-3 AWG: 17.5 lb-in. (2.0 Nm); ﻿18-16 AWG: 25 lb-in. (2.8 Nm) | ﻿Terminal Protection Degree | ﻿IP134 | ﻿Vibration Resistance | ﻿3g (18-50Hz)
UL 1077 C-Trip Three Pole Miniature Molded Case Circuit Breaker | http://www.altechcorp.com/GoogleAssets/UL1077-3Tpole.jpg | No | 480Y/277VAC,UL1077 | /Electronics & Electrical/Electronic Components & Devices/Automation Control Components | http://www.altechcorp.com/breakers/ | 3CU15R | http://www.altechcorp.com/PDFS/Splits/mcb14.pdf | http://www.altechcorp.com/GoogleAssets/UL1077-3TpoleDrawing.jpg |  |  |  | STD PACK 4 |  |  |  | Rated Current | 15A | ﻿Voltage Rating | ﻿480Y/277VAC | ﻿Short Circuit Withstand Rating ﻿(UL - Ratings) | ﻿0.5-6A (RC): 10kA with no back-up fuse; 8-63A (RC): 10kA with UL-listed; Class J back-up fuse; 5kA with no back-up fuse | ﻿Interrupting Capacity ﻿(IEC/EN60898/60947-2) | ﻿0.5-63A (RC): 10kA | ﻿Calibration Temperature | ﻿30°C (86°F) | ﻿Operating Temperature | ﻿-25° to 60°C (-13° to 140°F) | ﻿Storage Temperature | ﻿-25° to 75°C (-13° to 167°F) | ﻿Terminal Size Acceptability ﻿and Torque | ﻿14-3 AWG: 17.5 lb-in. (2.0 Nm); ﻿18-16 AWG: 25 lb-in. (2.8 Nm) | ﻿Terminal Protection Degree | ﻿IP135 | ﻿Vibration Resistance | ﻿3g (18-50Hz)
UL 1077 C-Trip Three Pole Miniature Molded Case Circuit Breaker | http://www.altechcorp.com/GoogleAssets/UL1077-3Tpole.jpg | No | 480Y/277VAC,UL1077 | /Electronics & Electrical/Electronic Components & Devices/Automation Control Components | http://www.altechcorp.com/breakers/ | 3CU16R | http://www.altechcorp.com/PDFS/Splits/mcb14.pdf | http://www.altechcorp.com/GoogleAssets/UL1077-3TpoleDrawing.jpg |  |  |  | STD PACK 4 |  |  |  | Rated Current | 16A | ﻿Voltage Rating | ﻿480Y/277VAC | ﻿Short Circuit Withstand Rating ﻿(UL - Ratings) | ﻿0.5-6A (RC): 10kA with no back-up fuse; 8-63A (RC): 10kA with UL-listed; Class J back-up fuse; 5kA with no back-up fuse | ﻿Interrupting Capacity ﻿(IEC/EN60898/60947-2) | ﻿0.5-63A (RC): 10kA | ﻿Calibration Temperature | ﻿30°C (86°F) | ﻿Operating Temperature | ﻿-25° to 60°C (-13° to 140°F) | ﻿Storage Temperature | ﻿-25° to 75°C (-13° to 167°F) | ﻿Terminal Size Acceptability ﻿and Torque | ﻿14-3 AWG: 17.5 lb-in. (2.0 Nm); ﻿18-16 AWG: 25 lb-in. (2.8 Nm) | ﻿Terminal Protection Degree | ﻿IP136 | ﻿Vibration Resistance | ﻿3g (18-50Hz)
UL 1077 C-Trip Three Pole Miniature Molded Case Circuit Breaker | http://www.altechcorp.com/GoogleAssets/UL1077-3Tpole.jpg | No | 480Y/277VAC,UL1077 | /Electronics & Electrical/Electronic Components & Devices/Automation Control Components | http://www.altechcorp.com/breakers/ | 3CU20R | http://www.altechcorp.com/PDFS/Splits/mcb14.pdf | http://www.altechcorp.com/GoogleAssets/UL1077-3TpoleDrawing.jpg |  |  |  | STD PACK 4 |  |  |  | Rated Current | 20A | ﻿Voltage Rating | ﻿480Y/277VAC | ﻿Short Circuit Withstand Rating ﻿(UL - Ratings) | ﻿0.5-6A (RC): 10kA with no back-up fuse; 8-63A (RC): 10kA with UL-listed; Class J back-up fuse; 5kA with no back-up fuse | ﻿Interrupting Capacity ﻿(IEC/EN60898/60947-2) | ﻿0.5-63A (RC): 10kA | ﻿Calibration Temperature | ﻿30°C (86°F) | ﻿Operating Temperature | ﻿-25° to 60°C (-13° to 140°F) | ﻿Storage Temperature | ﻿-25° to 75°C (-13° to 167°F) | ﻿Terminal Size Acceptability ﻿and Torque | ﻿14-3 AWG: 17.5 lb-in. (2.0 Nm); ﻿18-16 AWG: 25 lb-in. (2.8 Nm) | ﻿Terminal Protection Degree | ﻿IP137 | ﻿Vibration Resistance | ﻿3g (18-50Hz)
UL 1077 C-Trip Three Pole Miniature Molded Case Circuit Breaker | http://www.altechcorp.com/GoogleAssets/UL1077-3Tpole.jpg | No | 480Y/277VAC,UL1077 | /Electronics & Electrical/Electronic Components & Devices/Automation Control Components | http://www.altechcorp.com/breakers/ | 3CU25R | http://www.altechcorp.com/PDFS/Splits/mcb14.pdf | http://www.altechcorp.com/GoogleAssets/UL1077-3TpoleDrawing.jpg |  |  |  | STD PACK 4 |  |  |  | Rated Current | 25A | ﻿Voltage Rating | ﻿480Y/277VAC | ﻿Short Circuit Withstand Rating ﻿(UL - Ratings) | ﻿0.5-6A (RC): 10kA with no back-up fuse; 8-63A (RC): 10kA with UL-listed; Class J back-up fuse; 5kA with no back-up fuse | ﻿Interrupting Capacity ﻿(IEC/EN60898/60947-2) | ﻿0.5-63A (RC): 10kA | ﻿Calibration Temperature | ﻿30°C (86°F) | ﻿Operating Temperature | ﻿-25° to 60°C (-13° to 140°F) | ﻿Storage Temperature | ﻿-25° to 75°C (-13° to 167°F) | ﻿Terminal Size Acceptability ﻿and Torque | ﻿14-3 AWG: 17.5 lb-in. (2.0 Nm); ﻿18-16 AWG: 25 lb-in. (2.8 Nm) | ﻿Terminal Protection Degree | ﻿IP138 | ﻿Vibration Resistance | ﻿3g (18-50Hz)
UL 1077 C-Trip Three Pole Miniature Molded Case Circuit Breaker | http://www.altechcorp.com/GoogleAssets/UL1077-3Tpole.jpg | No | 480Y/277VAC,UL1077 | /Electronics & Electrical/Electronic Components & Devices/Automation Control Components | http://www.altechcorp.com/breakers/ | 3CU30R | http://www.altechcorp.com/PDFS/Splits/mcb14.pdf | http://www.altechcorp.com/GoogleAssets/UL1077-3TpoleDrawing.jpg |  |  |  | STD PACK 4 |  |  |  | Rated Current | 30A | ﻿Voltage Rating | ﻿480Y/277VAC | ﻿Short Circuit Withstand Rating ﻿(UL - Ratings) | ﻿0.5-6A (RC): 10kA with no back-up fuse; 8-63A (RC): 10kA with UL-listed; Class J back-up fuse; 5kA with no back-up fuse | ﻿Interrupting Capacity ﻿(IEC/EN60898/60947-2) | ﻿0.5-63A (RC): 10kA | ﻿Calibration Temperature | ﻿30°C (86°F) | ﻿Operating Temperature | ﻿-25° to 60°C (-13° to 140°F) | ﻿Storage Temperature | ﻿-25° to 75°C (-13° to 167°F) | ﻿Terminal Size Acceptability ﻿and Torque | ﻿14-3 AWG: 17.5 lb-in. (2.0 Nm); ﻿18-16 AWG: 25 lb-in. (2.8 Nm) | ﻿Terminal Protection Degree | ﻿IP139 | ﻿Vibration Resistance | ﻿3g (18-50Hz)
UL 1077 C-Trip Three Pole Miniature Molded Case Circuit Breaker | http://www.altechcorp.com/GoogleAssets/UL1077-3Tpole.jpg | No | 480Y/277VAC,UL1077 | /Electronics & Electrical/Electronic Components & Devices/Automation Control Components | http://www.altechcorp.com/breakers/ | 3CU32R | http://www.altechcorp.com/PDFS/Splits/mcb14.pdf | http://www.altechcorp.com/GoogleAssets/UL1077-3TpoleDrawing.jpg |  |  |  | STD PACK 4 |  |  |  | Rated Current | 32A | ﻿Voltage Rating | ﻿480Y/277VAC | ﻿Short Circuit Withstand Rating ﻿(UL - Ratings) | ﻿0.5-6A (RC): 10kA with no back-up fuse; 8-63A (RC): 10kA with UL-listed; Class J back-up fuse; 5kA with no back-up fuse | ﻿Interrupting Capacity ﻿(IEC/EN60898/60947-2) | ﻿0.5-63A (RC): 10kA | ﻿Calibration Temperature | ﻿30°C (86°F) | ﻿Operating Temperature | ﻿-25° to 60°C (-13° to 140°F) | ﻿Storage Temperature | ﻿-25° to 75°C (-13° to 167°F) | ﻿Terminal Size Acceptability ﻿and Torque | ﻿14-3 AWG: 17.5 lb-in. (2.0 Nm); ﻿18-16 AWG: 25 lb-in. (2.8 Nm) | ﻿Terminal Protection Degree | ﻿IP140 | ﻿Vibration Resistance | ﻿3g (18-50Hz)
UL 1077 C-Trip Three Pole Miniature Molded Case Circuit Breaker | http://www.altechcorp.com/GoogleAssets/UL1077-3Tpole.jpg | No | 480Y/277VAC,UL1077 | /Electronics & Electrical/Electronic Components & Devices/Automation Control Components | http://www.altechcorp.com/breakers/ | 3CU40R | http://www.altechcorp.com/PDFS/Splits/mcb14.pdf | http://www.altechcorp.com/GoogleAssets/UL1077-3TpoleDrawing.jpg |  |  |  | STD PACK 4 |  |  |  | Rated Current | 40A | ﻿Voltage Rating | ﻿480Y/277VAC | ﻿Short Circuit Withstand Rating ﻿(UL - Ratings) | ﻿0.5-6A (RC): 10kA with no back-up fuse; 8-63A (RC): 10kA with UL-listed; Class J back-up fuse; 5kA with no back-up fuse | ﻿Interrupting Capacity ﻿(IEC/EN60898/60947-2) | ﻿0.5-63A (RC): 10kA | ﻿Calibration Temperature | ﻿30°C (86°F) | ﻿Operating Temperature | ﻿-25° to 60°C (-13° to 140°F) | ﻿Storage Temperature | ﻿-25° to 75°C (-13° to 167°F) | ﻿Terminal Size Acceptability ﻿and Torque | ﻿14-3 AWG: 17.5 lb-in. (2.0 Nm); ﻿18-16 AWG: 25 lb-in. (2.8 Nm) | ﻿Terminal Protection Degree | ﻿IP141 | ﻿Vibration Resistance | ﻿3g (18-50Hz)
UL 1077 C-Trip Three Pole Miniature Molded Case Circuit Breaker | http://www.altechcorp.com/GoogleAssets/UL1077-3Tpole.jpg | No | 480Y/277VAC,UL1077 | /Electronics & Electrical/Electronic Components & Devices/Automation Control Components | http://www.altechcorp.com/breakers/ | 3CU50R | http://www.altechcorp.com/PDFS/Splits/mcb14.pdf | http://www.altechcorp.com/GoogleAssets/UL1077-3TpoleDrawing.jpg |  |  |  | STD PACK 4 |  |  |  | Rated Current | 50A | ﻿Voltage Rating | ﻿480Y/277VAC | ﻿Short Circuit Withstand Rating ﻿(UL - Ratings) | ﻿0.5-6A (RC): 10kA with no back-up fuse; 8-63A (RC): 10kA with UL-listed; Class J back-up fuse; 5kA with no back-up fuse | ﻿Interrupting Capacity ﻿(IEC/EN60898/60947-2) | ﻿0.5-63A (RC): 10kA | ﻿Calibration Temperature | ﻿30°C (86°F) | ﻿Operating Temperature | ﻿-25° to 60°C (-13° to 140°F) | ﻿Storage Temperature | ﻿-25° to 75°C (-13° to 167°F) | ﻿Terminal Size Acceptability ﻿and Torque | ﻿14-3 AWG: 17.5 lb-in. (2.0 Nm); ﻿18-16 AWG: 25 lb-in. (2.8 Nm) | ﻿Terminal Protection Degree | ﻿IP142 | ﻿Vibration Resistance | ﻿3g (18-50Hz)
UL 1077 C-Trip Three Pole Miniature Molded Case Circuit Breaker | http://www.altechcorp.com/GoogleAssets/UL1077-3Tpole.jpg | No | 480Y/277VAC,UL1077 | /Electronics & Electrical/Electronic Components & Devices/Automation Control Components | http://www.altechcorp.com/breakers/ | 3CU60R | http://www.altechcorp.com/PDFS/Splits/mcb14.pdf | http://www.altechcorp.com/GoogleAssets/UL1077-3TpoleDrawing.jpg |  |  |  | STD PACK 4 |  |  |  | Rated Current | 60A | ﻿Voltage Rating | ﻿480Y/277VAC | ﻿Short Circuit Withstand Rating ﻿(UL - Ratings) | ﻿0.5-6A (RC): 10kA with no back-up fuse; 8-63A (RC): 10kA with UL-listed; Class J back-up fuse; 5kA with no back-up fuse | ﻿Interrupting Capacity ﻿(IEC/EN60898/60947-2) | ﻿0.5-63A (RC): 10kA | ﻿Calibration Temperature | ﻿30°C (86°F) | ﻿Operating Temperature | ﻿-25° to 60°C (-13° to 140°F) | ﻿Storage Temperature | ﻿-25° to 75°C (-13° to 167°F) | ﻿Terminal Size Acceptability ﻿and Torque | ﻿14-3 AWG: 17.5 lb-in. (2.0 Nm); ﻿18-16 AWG: 25 lb-in. (2.8 Nm) | ﻿Terminal Protection Degree | ﻿IP143 | ﻿Vibration Resistance | ﻿3g (18-50Hz)
UL 1077 C-Trip Three Pole Miniature Molded Case Circuit Breaker | http://www.altechcorp.com/GoogleAssets/UL1077-3Tpole.jpg | No | 480Y/277VAC,UL1077 | /Electronics & Electrical/Electronic Components & Devices/Automation Control Components | http://www.altechcorp.com/breakers/ | 3CU63R | http://www.altechcorp.com/PDFS/Splits/mcb14.pdf | http://www.altechcorp.com/GoogleAssets/UL1077-3TpoleDrawing.jpg |  |  |  | STD PACK 4 |  |  |  | Rated Current | 63A | ﻿Voltage Rating | ﻿480Y/277VAC | ﻿Short Circuit Withstand Rating ﻿(UL - Ratings) | ﻿0.5-6A (RC): 10kA with no back-up fuse; 8-63A (RC): 10kA with UL-listed; Class J back-up fuse; 5kA with no back-up fuse | ﻿Interrupting Capacity ﻿(IEC/EN60898/60947-2) | ﻿0.5-63A (RC): 10kA | ﻿Calibration Temperature | ﻿30°C (86°F) | ﻿Operating Temperature | ﻿-25° to 60°C (-13° to 140°F) | ﻿Storage Temperature | ﻿-25° to 75°C (-13° to 167°F) | ﻿Terminal Size Acceptability ﻿and Torque | ﻿14-3 AWG: 17.5 lb-in. (2.0 Nm); ﻿18-16 AWG: 25 lb-in. (2.8 Nm) | ﻿Terminal Protection Degree | ﻿IP144 | ﻿Vibration Resistance | ﻿3g (18-50Hz)
UL 1077 D-Trip One Pole Miniature Molded Case Circuit Breaker | http://www.altechcorp.com/GoogleAssets/UL1077-1Tpole.jpg | No | 1POLE,277VAC,UL1077 | /Electronics & Electrical/Electronic Components & Devices/Automation Control Components | http://www.altechcorp.com/breakers/ | 1DU05R | http://www.altechcorp.com/PDFS/Splits/mcb15.pdf | http://www.altechcorp.com/GoogleAssets/UL1077-1TpoleDrawing.jpg |  |  |  | STD Pack 12 |  |  |  | Rated Current | 0.5A | ﻿Voltage Rating | ﻿480Y/277VAC | ﻿Short Circuit Withstand Rating ﻿(UL - Ratings) | ﻿0.5-6A (RC): 10kA with no back-up fuse; 8-63A (RC): 10kA with UL-listed; Class J back-up fuse; 5kA with no back-up fuse | ﻿Interrupting Capacity ﻿(IEC/EN60898/60947-2) | ﻿0.5-63A (RC): 10kA | ﻿Calibration Temperature | ﻿30°C (86°F) | ﻿Operating Temperature | ﻿-25° to 60°C (-13° to 140°F) | ﻿Storage Temperature | ﻿-25° to 75°C (-13° to 167°F) | ﻿Terminal Size Acceptability ﻿and Torque | ﻿14-3 AWG: 17.5 lb-in. (2.0 Nm); ﻿18-16 AWG: 25 lb-in. (2.8 Nm) | ﻿Terminal Protection Degree | ﻿IP145 | ﻿Vibration Resistance | ﻿3g (18-50Hz)
UL 1077 D-Trip One Pole Miniature Molded Case Circuit Breaker | http://www.altechcorp.com/GoogleAssets/UL1077-1Tpole.jpg | No | 1POLE,277VAC,UL1077 | /Electronics & Electrical/Electronic Components & Devices/Automation Control Components | http://www.altechcorp.com/breakers/ | 1DU1R | http://www.altechcorp.com/PDFS/Splits/mcb15.pdf | http://www.altechcorp.com/GoogleAssets/UL1077-1TpoleDrawing.jpg |  |  |  | STD Pack 12 |  |  |  | Rated Current | 1.0A | ﻿Voltage Rating | ﻿480Y/277VAC | ﻿Short Circuit Withstand Rating ﻿(UL - Ratings) | ﻿0.5-6A (RC): 10kA with no back-up fuse; 8-63A (RC): 10kA with UL-listed; Class J back-up fuse; 5kA with no back-up fuse | ﻿Interrupting Capacity ﻿(IEC/EN60898/60947-2) | ﻿0.5-63A (RC): 10kA | ﻿Calibration Temperature | ﻿30°C (86°F) | ﻿Operating Temperature | ﻿-25° to 60°C (-13° to 140°F) | ﻿Storage Temperature | ﻿-25° to 75°C (-13° to 167°F) | ﻿Terminal Size Acceptability ﻿and Torque | ﻿14-3 AWG: 17.5 lb-in. (2.0 Nm); ﻿18-16 AWG: 25 lb-in. (2.8 Nm) | ﻿Terminal Protection Degree | ﻿IP146 | ﻿Vibration Resistance | ﻿3g (18-50Hz)
UL 1077 D-Trip One Pole Miniature Molded Case Circuit Breaker | http://www.altechcorp.com/GoogleAssets/UL1077-1Tpole.jpg | No | 1POLE,277VAC,UL1077 | /Electronics & Electrical/Electronic Components & Devices/Automation Control Components | http://www.altechcorp.com/breakers/ | 1DU2R | http://www.altechcorp.com/PDFS/Splits/mcb15.pdf | http://www.altechcorp.com/GoogleAssets/UL1077-1TpoleDrawing.jpg |  |  |  | STD Pack 12 |  |  |  | Rated Current | 2.0A | ﻿Voltage Rating | ﻿480Y/277VAC | ﻿Short Circuit Withstand Rating ﻿(UL - Ratings) | ﻿0.5-6A (RC): 10kA with no back-up fuse; 8-63A (RC): 10kA with UL-listed; Class J back-up fuse; 5kA with no back-up fuse | ﻿Interrupting Capacity ﻿(IEC/EN60898/60947-2) | ﻿0.5-63A (RC): 10kA | ﻿Calibration Temperature | ﻿30°C (86°F) | ﻿Operating Temperature | ﻿-25° to 60°C (-13° to 140°F) | ﻿Storage Temperature | ﻿-25° to 75°C (-13° to 167°F) | ﻿Terminal Size Acceptability ﻿and Torque | ﻿14-3 AWG: 17.5 lb-in. (2.0 Nm); ﻿18-16 AWG: 25 lb-in. (2.8 Nm) | ﻿Terminal Protection Degree | ﻿IP147 | ﻿Vibration Resistance | ﻿3g (18-50Hz)
UL 1077 D-Trip One Pole Miniature Molded Case Circuit Breaker | http://www.altechcorp.com/GoogleAssets/UL1077-1Tpole.jpg | No | 1POLE,277VAC,UL1077 | /Electronics & Electrical/Electronic Components & Devices/Automation Control Components | http://www.altechcorp.com/breakers/ | 1DU3R | http://www.altechcorp.com/PDFS/Splits/mcb15.pdf | http://www.altechcorp.com/GoogleAssets/UL1077-1TpoleDrawing.jpg |  |  |  | STD Pack 12 |  |  |  | Rated Current | 3.0A | ﻿Voltage Rating | ﻿480Y/277VAC | ﻿Short Circuit Withstand Rating ﻿(UL - Ratings) | ﻿0.5-6A (RC): 10kA with no back-up fuse; 8-63A (RC): 10kA with UL-listed; Class J back-up fuse; 5kA with no back-up fuse | ﻿Interrupting Capacity ﻿(IEC/EN60898/60947-2) | ﻿0.5-63A (RC): 10kA | ﻿Calibration Temperature | ﻿30°C (86°F) | ﻿Operating Temperature | ﻿-25° to 60°C (-13° to 140°F) | ﻿Storage Temperature | ﻿-25° to 75°C (-13° to 167°F) | ﻿Terminal Size Acceptability ﻿and Torque | ﻿14-3 AWG: 17.5 lb-in. (2.0 Nm); ﻿18-16 AWG: 25 lb-in. (2.8 Nm) | ﻿Terminal Protection Degree | ﻿IP148 | ﻿Vibration Resistance | ﻿3g (18-50Hz)
UL 1077 D-Trip One Pole Miniature Molded Case Circuit Breaker | http://www.altechcorp.com/GoogleAssets/UL1077-1Tpole.jpg | No | 1POLE,277VAC,UL1077 | /Electronics & Electrical/Electronic Components & Devices/Automation Control Components | http://www.altechcorp.com/breakers/ | 1DU4R | http://www.altechcorp.com/PDFS/Splits/mcb15.pdf | http://www.altechcorp.com/GoogleAssets/UL1077-1TpoleDrawing.jpg |  |  |  | STD Pack 12 |  |  |  | Rated Current | 4.0A | ﻿Voltage Rating | ﻿480Y/277VAC | ﻿Short Circuit Withstand Rating ﻿(UL - Ratings) | ﻿0.5-6A (RC): 10kA with no back-up fuse; 8-63A (RC): 10kA with UL-listed; Class J back-up fuse; 5kA with no back-up fuse | ﻿Interrupting Capacity ﻿(IEC/EN60898/60947-2) | ﻿0.5-63A (RC): 10kA | ﻿Calibration Temperature | ﻿30°C (86°F) | ﻿Operating Temperature | ﻿-25° to 60°C (-13° to 140°F) | ﻿Storage Temperature | ﻿-25° to 75°C (-13° to 167°F) | ﻿Terminal Size Acceptability ﻿and Torque | ﻿14-3 AWG: 17.5 lb-in. (2.0 Nm); ﻿18-16 AWG: 25 lb-in. (2.8 Nm) | ﻿Terminal Protection Degree | ﻿IP149 | ﻿Vibration Resistance | ﻿3g (18-50Hz)
UL 1077 D-Trip One Pole Miniature Molded Case Circuit Breaker | http://www.altechcorp.com/GoogleAssets/UL1077-1Tpole.jpg | No | 1POLE,277VAC,UL1077 | /Electronics & Electrical/Electronic Components & Devices/Automation Control Components | http://www.altechcorp.com/breakers/ | 1DU5R | http://www.altechcorp.com/PDFS/Splits/mcb15.pdf | http://www.altechcorp.com/GoogleAssets/UL1077-1TpoleDrawing.jpg |  |  |  | STD Pack 12 |  |  |  | Rated Current | 5.0A | ﻿Voltage Rating | ﻿480Y/277VAC | ﻿Short Circuit Withstand Rating ﻿(UL - Ratings) | ﻿0.5-6A (RC): 10kA with no back-up fuse; 8-63A (RC): 10kA with UL-listed; Class J back-up fuse; 5kA with no back-up fuse | ﻿Interrupting Capacity ﻿(IEC/EN60898/60947-2) | ﻿0.5-63A (RC): 10kA | ﻿Calibration Temperature | ﻿30°C (86°F) | ﻿Operating Temperature | ﻿-25° to 60°C (-13° to 140°F) | ﻿Storage Temperature | ﻿-25° to 75°C (-13° to 167°F) | ﻿Terminal Size Acceptability ﻿and Torque | ﻿14-3 AWG: 17.5 lb-in. (2.0 Nm); ﻿18-16 AWG: 25 lb-in. (2.8 Nm) | ﻿Terminal Protection Degree | ﻿IP150 | ﻿Vibration Resistance | ﻿3g (18-50Hz)
UL 1077 D-Trip One Pole Miniature Molded Case Circuit Breaker | http://www.altechcorp.com/GoogleAssets/UL1077-1Tpole.jpg | No | 1POLE,277VAC,UL1077 | /Electronics & Electrical/Electronic Components & Devices/Automation Control Components | http://www.altechcorp.com/breakers/ | 1DU6R | http://www.altechcorp.com/PDFS/Splits/mcb15.pdf | http://www.altechcorp.com/GoogleAssets/UL1077-1TpoleDrawing.jpg |  |  |  | STD Pack 12 |  |  |  | Rated Current | 6.0A | ﻿Voltage Rating | ﻿480Y/277VAC | ﻿Short Circuit Withstand Rating ﻿(UL - Ratings) | ﻿0.5-6A (RC): 10kA with no back-up fuse; 8-63A (RC): 10kA with UL-listed; Class J back-up fuse; 5kA with no back-up fuse | ﻿Interrupting Capacity ﻿(IEC/EN60898/60947-2) | ﻿0.5-63A (RC): 10kA | ﻿Calibration Temperature | ﻿30°C (86°F) | ﻿Operating Temperature | ﻿-25° to 60°C (-13° to 140°F) | ﻿Storage Temperature | ﻿-25° to 75°C (-13° to 167°F) | ﻿Terminal Size Acceptability ﻿and Torque | ﻿14-3 AWG: 17.5 lb-in. (2.0 Nm); ﻿18-16 AWG: 25 lb-in. (2.8 Nm) | ﻿Terminal Protection Degree | ﻿IP151 | ﻿Vibration Resistance | ﻿3g (18-50Hz)
UL 1077 D-Trip One Pole Miniature Molded Case Circuit Breaker | http://www.altechcorp.com/GoogleAssets/UL1077-1Tpole.jpg | No | 1POLE,277VAC,UL1077 | /Electronics & Electrical/Electronic Components & Devices/Automation Control Components | http://www.altechcorp.com/breakers/ | 1DU8R | http://www.altechcorp.com/PDFS/Splits/mcb15.pdf | http://www.altechcorp.com/GoogleAssets/UL1077-1TpoleDrawing.jpg |  |  |  | STD Pack 12 |  |  |  | Rated Current | 8.0A | ﻿Voltage Rating | ﻿480Y/277VAC | ﻿Short Circuit Withstand Rating ﻿(UL - Ratings) | ﻿0.5-6A (RC): 10kA with no back-up fuse; 8-63A (RC): 10kA with UL-listed; Class J back-up fuse; 5kA with no back-up fuse | ﻿Interrupting Capacity ﻿(IEC/EN60898/60947-2) | ﻿0.5-63A (RC): 10kA | ﻿Calibration Temperature | ﻿30°C (86°F) | ﻿Operating Temperature | ﻿-25° to 60°C (-13° to 140°F) | ﻿Storage Temperature | ﻿-25° to 75°C (-13° to 167°F) | ﻿Terminal Size Acceptability ﻿and Torque | ﻿14-3 AWG: 17.5 lb-in. (2.0 Nm); ﻿18-16 AWG: 25 lb-in. (2.8 Nm) | ﻿Terminal Protection Degree | ﻿IP152 | ﻿Vibration Resistance | ﻿3g (18-50Hz)
UL 1077 D-Trip One Pole Miniature Molded Case Circuit Breaker | http://www.altechcorp.com/GoogleAssets/UL1077-1Tpole.jpg | No | 1POLE,277VAC,UL1077 | /Electronics & Electrical/Electronic Components & Devices/Automation Control Components | http://www.altechcorp.com/breakers/ | 1DU10R | http://www.altechcorp.com/PDFS/Splits/mcb15.pdf | http://www.altechcorp.com/GoogleAssets/UL1077-1TpoleDrawing.jpg |  |  |  | STD Pack 12 |  |  |  | Rated Current | 10A | ﻿Voltage Rating | ﻿480Y/277VAC | ﻿Short Circuit Withstand Rating ﻿(UL - Ratings) | ﻿0.5-6A (RC): 10kA with no back-up fuse; 8-63A (RC): 10kA with UL-listed; Class J back-up fuse; 5kA with no back-up fuse | ﻿Interrupting Capacity ﻿(IEC/EN60898/60947-2) | ﻿0.5-63A (RC): 10kA | ﻿Calibration Temperature | ﻿30°C (86°F) | ﻿Operating Temperature | ﻿-25° to 60°C (-13° to 140°F) | ﻿Storage Temperature | ﻿-25° to 75°C (-13° to 167°F) | ﻿Terminal Size Acceptability ﻿and Torque | ﻿14-3 AWG: 17.5 lb-in. (2.0 Nm); ﻿18-16 AWG: 25 lb-in. (2.8 Nm) | ﻿Terminal Protection Degree | ﻿IP153 | ﻿Vibration Resistance | ﻿3g (18-50Hz)
UL 1077 D-Trip One Pole Miniature Molded Case Circuit Breaker | http://www.altechcorp.com/GoogleAssets/UL1077-1Tpole.jpg | No | 1POLE,277VAC,UL1077 | /Electronics & Electrical/Electronic Components & Devices/Automation Control Components | http://www.altechcorp.com/breakers/ | 1DU12R | http://www.altechcorp.com/PDFS/Splits/mcb15.pdf | http://www.altechcorp.com/GoogleAssets/UL1077-1TpoleDrawing.jpg |  |  |  | STD Pack 12 |  |  |  | Rated Current | 12A | ﻿Voltage Rating | ﻿480Y/277VAC | ﻿Short Circuit Withstand Rating ﻿(UL - Ratings) | ﻿0.5-6A (RC): 10kA with no back-up fuse; 8-63A (RC): 10kA with UL-listed; Class J back-up fuse; 5kA with no back-up fuse | ﻿Interrupting Capacity ﻿(IEC/EN60898/60947-2) | ﻿0.5-63A (RC): 10kA | ﻿Calibration Temperature | ﻿30°C (86°F) | ﻿Operating Temperature | ﻿-25° to 60°C (-13° to 140°F) | ﻿Storage Temperature | ﻿-25° to 75°C (-13° to 167°F) | ﻿Terminal Size Acceptability ﻿and Torque | ﻿14-3 AWG: 17.5 lb-in. (2.0 Nm); ﻿18-16 AWG: 25 lb-in. (2.8 Nm) | ﻿Terminal Protection Degree | ﻿IP154 | ﻿Vibration Resistance | ﻿3g (18-50Hz)
UL 1077 D-Trip One Pole Miniature Molded Case Circuit Breaker | http://www.altechcorp.com/GoogleAssets/UL1077-1Tpole.jpg | No | 1POLE,277VAC,UL1077 | /Electronics & Electrical/Electronic Components & Devices/Automation Control Components | http://www.altechcorp.com/breakers/ | 1DU13R | http://www.altechcorp.com/PDFS/Splits/mcb15.pdf | http://www.altechcorp.com/GoogleAssets/UL1077-1TpoleDrawing.jpg |  |  |  | STD Pack 12 |  |  |  | Rated Current | 13A | ﻿Voltage Rating | ﻿480Y/277VAC | ﻿Short Circuit Withstand Rating ﻿(UL - Ratings) | ﻿0.5-6A (RC): 10kA with no back-up fuse; 8-63A (RC): 10kA with UL-listed; Class J back-up fuse; 5kA with no back-up fuse | ﻿Interrupting Capacity ﻿(IEC/EN60898/60947-2) | ﻿0.5-63A (RC): 10kA | ﻿Calibration Temperature | ﻿30°C (86°F) | ﻿Operating Temperature | ﻿-25° to 60°C (-13° to 140°F) | ﻿Storage Temperature | ﻿-25° to 75°C (-13° to 167°F) | ﻿Terminal Size Acceptability ﻿and Torque | ﻿14-3 AWG: 17.5 lb-in. (2.0 Nm); ﻿18-16 AWG: 25 lb-in. (2.8 Nm) | ﻿Terminal Protection Degree | ﻿IP155 | ﻿Vibration Resistance | ﻿3g (18-50Hz)
UL 1077 D-Trip One Pole Miniature Molded Case Circuit Breaker | http://www.altechcorp.com/GoogleAssets/UL1077-1Tpole.jpg | No | 1POLE,277VAC,UL1077 | /Electronics & Electrical/Electronic Components & Devices/Automation Control Components | http://www.altechcorp.com/breakers/ | 1DU15R | http://www.altechcorp.com/PDFS/Splits/mcb15.pdf | http://www.altechcorp.com/GoogleAssets/UL1077-1TpoleDrawing.jpg |  |  |  | STD Pack 12 |  |  |  | Rated Current | 15A | ﻿Voltage Rating | ﻿480Y/277VAC | ﻿Short Circuit Withstand Rating ﻿(UL - Ratings) | ﻿0.5-6A (RC): 10kA with no back-up fuse; 8-63A (RC): 10kA with UL-listed; Class J back-up fuse; 5kA with no back-up fuse | ﻿Interrupting Capacity ﻿(IEC/EN60898/60947-2) | ﻿0.5-63A (RC): 10kA | ﻿Calibration Temperature | ﻿30°C (86°F) | ﻿Operating Temperature | ﻿-25° to 60°C (-13° to 140°F) | ﻿Storage Temperature | ﻿-25° to 75°C (-13° to 167°F) | ﻿Terminal Size Acceptability ﻿and Torque | ﻿14-3 AWG: 17.5 lb-in. (2.0 Nm); ﻿18-16 AWG: 25 lb-in. (2.8 Nm) | ﻿Terminal Protection Degree | ﻿IP156 | ﻿Vibration Resistance | ﻿3g (18-50Hz)
UL 1077 D-Trip One Pole Miniature Molded Case Circuit Breaker | http://www.altechcorp.com/GoogleAssets/UL1077-1Tpole.jpg | No | 1POLE,277VAC,UL1077 | /Electronics & Electrical/Electronic Components & Devices/Automation Control Components | http://www.altechcorp.com/breakers/ | 1DU16R | http://www.altechcorp.com/PDFS/Splits/mcb15.pdf | http://www.altechcorp.com/GoogleAssets/UL1077-1TpoleDrawing.jpg |  |  |  | STD Pack 12 |  |  |  | Rated Current | 16A | ﻿Voltage Rating | ﻿480Y/277VAC | ﻿Short Circuit Withstand Rating ﻿(UL - Ratings) | ﻿0.5-6A (RC): 10kA with no back-up fuse; 8-63A (RC): 10kA with UL-listed; Class J back-up fuse; 5kA with no back-up fuse | ﻿Interrupting Capacity ﻿(IEC/EN60898/60947-2) | ﻿0.5-63A (RC): 10kA | ﻿Calibration Temperature | ﻿30°C (86°F) | ﻿Operating Temperature | ﻿-25° to 60°C (-13° to 140°F) | ﻿Storage Temperature | ﻿-25° to 75°C (-13° to 167°F) | ﻿Terminal Size Acceptability ﻿and Torque | ﻿14-3 AWG: 17.5 lb-in. (2.0 Nm); ﻿18-16 AWG: 25 lb-in. (2.8 Nm) | ﻿Terminal Protection Degree | ﻿IP157 | ﻿Vibration Resistance | ﻿3g (18-50Hz)
UL 1077 D-Trip One Pole Miniature Molded Case Circuit Breaker | http://www.altechcorp.com/GoogleAssets/UL1077-1Tpole.jpg | No | 1POLE,277VAC,UL1077 | /Electronics & Electrical/Electronic Components & Devices/Automation Control Components | http://www.altechcorp.com/breakers/ | 1DU20R | http://www.altechcorp.com/PDFS/Splits/mcb15.pdf | http://www.altechcorp.com/GoogleAssets/UL1077-1TpoleDrawing.jpg |  |  |  | STD Pack 12 |  |  |  | Rated Current | 20A | ﻿Voltage Rating | ﻿480Y/277VAC | ﻿Short Circuit Withstand Rating ﻿(UL - Ratings) | ﻿0.5-6A (RC): 10kA with no back-up fuse; 8-63A (RC): 10kA with UL-listed; Class J back-up fuse; 5kA with no back-up fuse | ﻿Interrupting Capacity ﻿(IEC/EN60898/60947-2) | ﻿0.5-63A (RC): 10kA | ﻿Calibration Temperature | ﻿30°C (86°F) | ﻿Operating Temperature | ﻿-25° to 60°C (-13° to 140°F) | ﻿Storage Temperature | ﻿-25° to 75°C (-13° to 167°F) | ﻿Terminal Size Acceptability ﻿and Torque | ﻿14-3 AWG: 17.5 lb-in. (2.0 Nm); ﻿18-16 AWG: 25 lb-in. (2.8 Nm) | ﻿Terminal Protection Degree | ﻿IP158 | ﻿Vibration Resistance | ﻿3g (18-50Hz)
UL 1077 D-Trip One Pole Miniature Molded Case Circuit Breaker | http://www.altechcorp.com/GoogleAssets/UL1077-1Tpole.jpg | No | 1POLE,277VAC,UL1077 | /Electronics & Electrical/Electronic Components & Devices/Automation Control Components | http://www.altechcorp.com/breakers/ | 1DU25R | http://www.altechcorp.com/PDFS/Splits/mcb15.pdf | http://www.altechcorp.com/GoogleAssets/UL1077-1TpoleDrawing.jpg |  |  |  | STD Pack 12 |  |  |  | Rated Current | 25A | ﻿Voltage Rating | ﻿480Y/277VAC | ﻿Short Circuit Withstand Rating ﻿(UL - Ratings) | ﻿0.5-6A (RC): 10kA with no back-up fuse; 8-63A (RC): 10kA with UL-listed; Class J back-up fuse; 5kA with no back-up fuse | ﻿Interrupting Capacity ﻿(IEC/EN60898/60947-2) | ﻿0.5-63A (RC): 10kA | ﻿Calibration Temperature | ﻿30°C (86°F) | ﻿Operating Temperature | ﻿-25° to 60°C (-13° to 140°F) | ﻿Storage Temperature | ﻿-25° to 75°C (-13° to 167°F) | ﻿Terminal Size Acceptability ﻿and Torque | ﻿14-3 AWG: 17.5 lb-in. (2.0 Nm); ﻿18-16 AWG: 25 lb-in. (2.8 Nm) | ﻿Terminal Protection Degree | ﻿IP159 | ﻿Vibration Resistance | ﻿3g (18-50Hz)
UL 1077 D-Trip One Pole Miniature Molded Case Circuit Breaker | http://www.altechcorp.com/GoogleAssets/UL1077-1Tpole.jpg | No | 1POLE,277VAC,UL1077 | /Electronics & Electrical/Electronic Components & Devices/Automation Control Components | http://www.altechcorp.com/breakers/ | 1DU30R | http://www.altechcorp.com/PDFS/Splits/mcb15.pdf | http://www.altechcorp.com/GoogleAssets/UL1077-1TpoleDrawing.jpg |  |  |  | STD Pack 12 |  |  |  | Rated Current | 30A | ﻿Voltage Rating | ﻿480Y/277VAC | ﻿Short Circuit Withstand Rating ﻿(UL - Ratings) | ﻿0.5-6A (RC): 10kA with no back-up fuse; 8-63A (RC): 10kA with UL-listed; Class J back-up fuse; 5kA with no back-up fuse | ﻿Interrupting Capacity ﻿(IEC/EN60898/60947-2) | ﻿0.5-63A (RC): 10kA | ﻿Calibration Temperature | ﻿30°C (86°F) | ﻿Operating Temperature | ﻿-25° to 60°C (-13° to 140°F) | ﻿Storage Temperature | ﻿-25° to 75°C (-13° to 167°F) | ﻿Terminal Size Acceptability ﻿and Torque | ﻿14-3 AWG: 17.5 lb-in. (2.0 Nm); ﻿18-16 AWG: 25 lb-in. (2.8 Nm) | ﻿Terminal Protection Degree | ﻿IP160 | ﻿Vibration Resistance | ﻿3g (18-50Hz)
UL 1077 D-Trip One Pole Miniature Molded Case Circuit Breaker | http://www.altechcorp.com/GoogleAssets/UL1077-1Tpole.jpg | No | 1POLE,277VAC,UL1077 | /Electronics & Electrical/Electronic Components & Devices/Automation Control Components | http://www.altechcorp.com/breakers/ | 1DU40R | http://www.altechcorp.com/PDFS/Splits/mcb15.pdf | http://www.altechcorp.com/GoogleAssets/UL1077-1TpoleDrawing.jpg |  |  |  | STD Pack 12 |  |  |  | Rated Current | 40A | ﻿Voltage Rating | ﻿480Y/277VAC | ﻿Short Circuit Withstand Rating ﻿(UL - Ratings) | ﻿0.5-6A (RC): 10kA with no back-up fuse; 8-63A (RC): 10kA with UL-listed; Class J back-up fuse; 5kA with no back-up fuse | ﻿Interrupting Capacity ﻿(IEC/EN60898/60947-2) | ﻿0.5-63A (RC): 10kA | ﻿Calibration Temperature | ﻿30°C (86°F) | ﻿Operating Temperature | ﻿-25° to 60°C (-13° to 140°F) | ﻿Storage Temperature | ﻿-25° to 75°C (-13° to 167°F) | ﻿Terminal Size Acceptability ﻿and Torque | ﻿14-3 AWG: 17.5 lb-in. (2.0 Nm); ﻿18-16 AWG: 25 lb-in. (2.8 Nm) | ﻿Terminal Protection Degree | ﻿IP161 | ﻿Vibration Resistance | ﻿3g (18-50Hz)
UL 1077 D-Trip One Pole Miniature Molded Case Circuit Breaker | http://www.altechcorp.com/GoogleAssets/UL1077-1Tpole.jpg | No | 1POLE,277VAC,UL1077 | /Electronics & Electrical/Electronic Components & Devices/Automation Control Components | http://www.altechcorp.com/breakers/ | 1DU50R | http://www.altechcorp.com/PDFS/Splits/mcb15.pdf | http://www.altechcorp.com/GoogleAssets/UL1077-1TpoleDrawing.jpg |  |  |  | STD Pack 12 |  |  |  | Rated Current | 50A | ﻿Voltage Rating | ﻿480Y/277VAC | ﻿Short Circuit Withstand Rating ﻿(UL - Ratings) | ﻿0.5-6A (RC): 10kA with no back-up fuse; 8-63A (RC): 10kA with UL-listed; Class J back-up fuse; 5kA with no back-up fuse | ﻿Interrupting Capacity ﻿(IEC/EN60898/60947-2) | ﻿0.5-63A (RC): 10kA | ﻿Calibration Temperature | ﻿30°C (86°F) | ﻿Operating Temperature | ﻿-25° to 60°C (-13° to 140°F) | ﻿Storage Temperature | ﻿-25° to 75°C (-13° to 167°F) | ﻿Terminal Size Acceptability ﻿and Torque | ﻿14-3 AWG: 17.5 lb-in. (2.0 Nm); ﻿18-16 AWG: 25 lb-in. (2.8 Nm) | ﻿Terminal Protection Degree | ﻿IP162 | ﻿Vibration Resistance | ﻿3g (18-50Hz)
UL 1077 D-Trip One Pole Miniature Molded Case Circuit Breaker | http://www.altechcorp.com/GoogleAssets/UL1077-1Tpole.jpg | No | 1POLE,277VAC,UL1077 | /Electronics & Electrical/Electronic Components & Devices/Automation Control Components | http://www.altechcorp.com/breakers/ | 1DU60R | http://www.altechcorp.com/PDFS/Splits/mcb15.pdf | http://www.altechcorp.com/GoogleAssets/UL1077-1TpoleDrawing.jpg |  |  |  | STD Pack 12 |  |  |  | Rated Current | 60A | ﻿Voltage Rating | ﻿480Y/277VAC | ﻿Short Circuit Withstand Rating ﻿(UL - Ratings) | ﻿0.5-6A (RC): 10kA with no back-up fuse; 8-63A (RC): 10kA with UL-listed; Class J back-up fuse; 5kA with no back-up fuse | ﻿Interrupting Capacity ﻿(IEC/EN60898/60947-2) | ﻿0.5-63A (RC): 10kA | ﻿Calibration Temperature | ﻿30°C (86°F) | ﻿Operating Temperature | ﻿-25° to 60°C (-13° to 140°F) | ﻿Storage Temperature | ﻿-25° to 75°C (-13° to 167°F) | ﻿Terminal Size Acceptability ﻿and Torque | ﻿14-3 AWG: 17.5 lb-in. (2.0 Nm); ﻿18-16 AWG: 25 lb-in. (2.8 Nm) | ﻿Terminal Protection Degree | ﻿IP163 | ﻿Vibration Resistance | ﻿3g (18-50Hz)
UL 1077 D-Trip One Pole Miniature Molded Case Circuit Breaker | http://www.altechcorp.com/GoogleAssets/UL1077-1Tpole.jpg | No | 1POLE,277VAC,UL1077 | /Electronics & Electrical/Electronic Components & Devices/Automation Control Components | http://www.altechcorp.com/breakers/ | 1DU63R | http://www.altechcorp.com/PDFS/Splits/mcb15.pdf | http://www.altechcorp.com/GoogleAssets/UL1077-1TpoleDrawing.jpg |  |  |  | STD Pack 12 |  |  |  | Rated Current | 63A | ﻿Voltage Rating | ﻿480Y/277VAC | ﻿Short Circuit Withstand Rating ﻿(UL - Ratings) | ﻿0.5-6A (RC): 10kA with no back-up fuse; 8-63A (RC): 10kA with UL-listed; Class J back-up fuse; 5kA with no back-up fuse | ﻿Interrupting Capacity ﻿(IEC/EN60898/60947-2) | ﻿0.5-63A (RC): 10kA | ﻿Calibration Temperature | ﻿30°C (86°F) | ﻿Operating Temperature | ﻿-25° to 60°C (-13° to 140°F) | ﻿Storage Temperature | ﻿-25° to 75°C (-13° to 167°F) | ﻿Terminal Size Acceptability ﻿and Torque | ﻿14-3 AWG: 17.5 lb-in. (2.0 Nm); ﻿18-16 AWG: 25 lb-in. (2.8 Nm) | ﻿Terminal Protection Degree | ﻿IP164 | ﻿Vibration Resistance | ﻿3g (18-50Hz)
UL 1077 D-TripTwo Pole Miniature Molded Case Circuit Breaker | http://www.altechcorp.com/GoogleAssets/UL1077-2Tpole.jpg | No | 480Y/277VAC,UL1077 | /Electronics & Electrical/Electronic Components & Devices/Automation Control Components | http://www.altechcorp.com/breakers/ | 2DU05R | http://altechcorp.com/HTML/ReDirect.html | http://www.altechcorp.com/GoogleAssets/UL1077-2TpoleDrawing.jpg |  |  |  | STD PACK 6 |  |  |  | Rated Current | 0.5A | ﻿Voltage Rating | ﻿480Y/277VAC | ﻿Short Circuit Withstand Rating ﻿(UL - Ratings) | ﻿0.5-6A (RC): 10kA with no back-up fuse; 8-63A (RC): 10kA with UL-listed; Class J back-up fuse; 5kA with no back-up fuse | ﻿Interrupting Capacity ﻿(IEC/EN60898/60947-2) | ﻿0.5-63A (RC): 10kA | ﻿Calibration Temperature | ﻿30°C (86°F) | ﻿Operating Temperature | ﻿-25° to 60°C (-13° to 140°F) | ﻿Storage Temperature | ﻿-25° to 75°C (-13° to 167°F) | ﻿Terminal Size Acceptability ﻿and Torque | ﻿14-3 AWG: 17.5 lb-in. (2.0 Nm); ﻿18-16 AWG: 25 lb-in. (2.8 Nm) | ﻿Terminal Protection Degree | ﻿IP165 | ﻿Vibration Resistance | ﻿3g (18-50Hz)
UL 1077 D-TripTwo Pole Miniature Molded Case Circuit Breaker | http://www.altechcorp.com/GoogleAssets/UL1077-2Tpole.jpg | No | 480Y/277VAC,UL1077 | /Electronics & Electrical/Electronic Components & Devices/Automation Control Components | http://www.altechcorp.com/breakers/ | 2DU1R | http://www.altechcorp.com/PDFS/Splits/mcb15.pdf | http://www.altechcorp.com/GoogleAssets/UL1077-2TpoleDrawing.jpg |  |  |  | STD PACK 6 |  |  |  | Rated Current | 1.0A | ﻿Voltage Rating | ﻿480Y/277VAC | ﻿Short Circuit Withstand Rating ﻿(UL - Ratings) | ﻿0.5-6A (RC): 10kA with no back-up fuse; 8-63A (RC): 10kA with UL-listed; Class J back-up fuse; 5kA with no back-up fuse | ﻿Interrupting Capacity ﻿(IEC/EN60898/60947-2) | ﻿0.5-63A (RC): 10kA | ﻿Calibration Temperature | ﻿30°C (86°F) | ﻿Operating Temperature | ﻿-25° to 60°C (-13° to 140°F) | ﻿Storage Temperature | ﻿-25° to 75°C (-13° to 167°F) | ﻿Terminal Size Acceptability ﻿and Torque | ﻿14-3 AWG: 17.5 lb-in. (2.0 Nm); ﻿18-16 AWG: 25 lb-in. (2.8 Nm) | ﻿Terminal Protection Degree | ﻿IP166 | ﻿Vibration Resistance | ﻿3g (18-50Hz)
UL 1077 D-TripTwo Pole Miniature Molded Case Circuit Breaker | http://www.altechcorp.com/GoogleAssets/UL1077-2Tpole.jpg | No | 480Y/277VAC,UL1077 | /Electronics & Electrical/Electronic Components & Devices/Automation Control Components | http://www.altechcorp.com/breakers/ | 2DU2R | http://www.altechcorp.com/PDFS/Splits/mcb15.pdf | http://www.altechcorp.com/GoogleAssets/UL1077-2TpoleDrawing.jpg |  |  |  | STD PACK 6 |  |  |  | Rated Current | 2.0A | ﻿Voltage Rating | ﻿480Y/277VAC | ﻿Short Circuit Withstand Rating ﻿(UL - Ratings) | ﻿0.5-6A (RC): 10kA with no back-up fuse; 8-63A (RC): 10kA with UL-listed; Class J back-up fuse; 5kA with no back-up fuse | ﻿Interrupting Capacity ﻿(IEC/EN60898/60947-2) | ﻿0.5-63A (RC): 10kA | ﻿Calibration Temperature | ﻿30°C (86°F) | ﻿Operating Temperature | ﻿-25° to 60°C (-13° to 140°F) | ﻿Storage Temperature | ﻿-25° to 75°C (-13° to 167°F) | ﻿Terminal Size Acceptability ﻿and Torque | ﻿14-3 AWG: 17.5 lb-in. (2.0 Nm); ﻿18-16 AWG: 25 lb-in. (2.8 Nm) | ﻿Terminal Protection Degree | ﻿IP167 | ﻿Vibration Resistance | ﻿3g (18-50Hz)
UL 1077 D-TripTwo Pole Miniature Molded Case Circuit Breaker | http://www.altechcorp.com/GoogleAssets/UL1077-2Tpole.jpg | No | 480Y/277VAC,UL1077 | /Electronics & Electrical/Electronic Components & Devices/Automation Control Components | http://www.altechcorp.com/breakers/ | 2DU3R | http://www.altechcorp.com/PDFS/Splits/mcb15.pdf | http://www.altechcorp.com/GoogleAssets/UL1077-2TpoleDrawing.jpg |  |  |  | STD PACK 6 |  |  |  | Rated Current | 3.0A | ﻿Voltage Rating | ﻿480Y/277VAC | ﻿Short Circuit Withstand Rating ﻿(UL - Ratings) | ﻿0.5-6A (RC): 10kA with no back-up fuse; 8-63A (RC): 10kA with UL-listed; Class J back-up fuse; 5kA with no back-up fuse | ﻿Interrupting Capacity ﻿(IEC/EN60898/60947-2) | ﻿0.5-63A (RC): 10kA | ﻿Calibration Temperature | ﻿30°C (86°F) | ﻿Operating Temperature | ﻿-25° to 60°C (-13° to 140°F) | ﻿Storage Temperature | ﻿-25° to 75°C (-13° to 167°F) | ﻿Terminal Size Acceptability ﻿and Torque | ﻿14-3 AWG: 17.5 lb-in. (2.0 Nm); ﻿18-16 AWG: 25 lb-in. (2.8 Nm) | ﻿Terminal Protection Degree | ﻿IP168 | ﻿Vibration Resistance | ﻿3g (18-50Hz)
UL 1077 D-TripTwo Pole Miniature Molded Case Circuit Breaker | http://www.altechcorp.com/GoogleAssets/UL1077-2Tpole.jpg | No | 480Y/277VAC,UL1077 | /Electronics & Electrical/Electronic Components & Devices/Automation Control Components | http://www.altechcorp.com/breakers/ | 2DU4R | http://www.altechcorp.com/PDFS/Splits/mcb15.pdf | http://www.altechcorp.com/GoogleAssets/UL1077-2TpoleDrawing.jpg |  |  |  | STD PACK 6 |  |  |  | Rated Current | 4.0A | ﻿Voltage Rating | ﻿480Y/277VAC | ﻿Short Circuit Withstand Rating ﻿(UL - Ratings) | ﻿0.5-6A (RC): 10kA with no back-up fuse; 8-63A (RC): 10kA with UL-listed; Class J back-up fuse; 5kA with no back-up fuse | ﻿Interrupting Capacity ﻿(IEC/EN60898/60947-2) | ﻿0.5-63A (RC): 10kA | ﻿Calibration Temperature | ﻿30°C (86°F) | ﻿Operating Temperature | ﻿-25° to 60°C (-13° to 140°F) | ﻿Storage Temperature | ﻿-25° to 75°C (-13° to 167°F) | ﻿Terminal Size Acceptability ﻿and Torque | ﻿14-3 AWG: 17.5 lb-in. (2.0 Nm); ﻿18-16 AWG: 25 lb-in. (2.8 Nm) | ﻿Terminal Protection Degree | ﻿IP169 | ﻿Vibration Resistance | ﻿3g (18-50Hz)
UL 1077 D-TripTwo Pole Miniature Molded Case Circuit Breaker | http://www.altechcorp.com/GoogleAssets/UL1077-2Tpole.jpg | No | 480Y/277VAC,UL1077 | /Electronics & Electrical/Electronic Components & Devices/Automation Control Components | http://www.altechcorp.com/breakers/ | 2DU5R | http://www.altechcorp.com/PDFS/Splits/mcb15.pdf | http://www.altechcorp.com/GoogleAssets/UL1077-2TpoleDrawing.jpg |  |  |  | STD PACK 6 |  |  |  | Rated Current | 5.0A | ﻿Voltage Rating | ﻿480Y/277VAC | ﻿Short Circuit Withstand Rating ﻿(UL - Ratings) | ﻿0.5-6A (RC): 10kA with no back-up fuse; 8-63A (RC): 10kA with UL-listed; Class J back-up fuse; 5kA with no back-up fuse | ﻿Interrupting Capacity ﻿(IEC/EN60898/60947-2) | ﻿0.5-63A (RC): 10kA | ﻿Calibration Temperature | ﻿30°C (86°F) | ﻿Operating Temperature | ﻿-25° to 60°C (-13° to 140°F) | ﻿Storage Temperature | ﻿-25° to 75°C (-13° to 167°F) | ﻿Terminal Size Acceptability ﻿and Torque | ﻿14-3 AWG: 17.5 lb-in. (2.0 Nm); ﻿18-16 AWG: 25 lb-in. (2.8 Nm) | ﻿Terminal Protection Degree | ﻿IP170 | ﻿Vibration Resistance | ﻿3g (18-50Hz)
UL 1077 D-TripTwo Pole Miniature Molded Case Circuit Breaker | http://www.altechcorp.com/GoogleAssets/UL1077-2Tpole.jpg | No | 480Y/277VAC,UL1077 | /Electronics & Electrical/Electronic Components & Devices/Automation Control Components | http://www.altechcorp.com/breakers/ | 2DU6R | http://www.altechcorp.com/PDFS/Splits/mcb15.pdf | http://www.altechcorp.com/GoogleAssets/UL1077-2TpoleDrawing.jpg |  |  |  | STD PACK 6 |  |  |  | Rated Current | 6.0A | ﻿Voltage Rating | ﻿480Y/277VAC | ﻿Short Circuit Withstand Rating ﻿(UL - Ratings) | ﻿0.5-6A (RC): 10kA with no back-up fuse; 8-63A (RC): 10kA with UL-listed; Class J back-up fuse; 5kA with no back-up fuse | ﻿Interrupting Capacity ﻿(IEC/EN60898/60947-2) | ﻿0.5-63A (RC): 10kA | ﻿Calibration Temperature | ﻿30°C (86°F) | ﻿Operating Temperature | ﻿-25° to 60°C (-13° to 140°F) | ﻿Storage Temperature | ﻿-25° to 75°C (-13° to 167°F) | ﻿Terminal Size Acceptability ﻿and Torque | ﻿14-3 AWG: 17.5 lb-in. (2.0 Nm); ﻿18-16 AWG: 25 lb-in. (2.8 Nm) | ﻿Terminal Protection Degree | ﻿IP171 | ﻿Vibration Resistance | ﻿3g (18-50Hz)
UL 1077 D-TripTwo Pole Miniature Molded Case Circuit Breaker | http://www.altechcorp.com/GoogleAssets/UL1077-2Tpole.jpg | No | 480Y/277VAC,UL1077 | /Electronics & Electrical/Electronic Components & Devices/Automation Control Components | http://www.altechcorp.com/breakers/ | 2DU8R | http://www.altechcorp.com/PDFS/Splits/mcb15.pdf | http://www.altechcorp.com/GoogleAssets/UL1077-2TpoleDrawing.jpg |  |  |  | STD PACK 6 |  |  |  | Rated Current | 8.0A | ﻿Voltage Rating | ﻿480Y/277VAC | ﻿Short Circuit Withstand Rating ﻿(UL - Ratings) | ﻿0.5-6A (RC): 10kA with no back-up fuse; 8-63A (RC): 10kA with UL-listed; Class J back-up fuse; 5kA with no back-up fuse | ﻿Interrupting Capacity ﻿(IEC/EN60898/60947-2) | ﻿0.5-63A (RC): 10kA | ﻿Calibration Temperature | ﻿30°C (86°F) | ﻿Operating Temperature | ﻿-25° to 60°C (-13° to 140°F) | ﻿Storage Temperature | ﻿-25° to 75°C (-13° to 167°F) | ﻿Terminal Size Acceptability ﻿and Torque | ﻿14-3 AWG: 17.5 lb-in. (2.0 Nm); ﻿18-16 AWG: 25 lb-in. (2.8 Nm) | ﻿Terminal Protection Degree | ﻿IP172 | ﻿Vibration Resistance | ﻿3g (18-50Hz)
UL 1077 D-TripTwo Pole Miniature Molded Case Circuit Breaker | http://www.altechcorp.com/GoogleAssets/UL1077-2Tpole.jpg | No | 480Y/277VAC,UL1077 | /Electronics & Electrical/Electronic Components & Devices/Automation Control Components | http://www.altechcorp.com/breakers/ | 2DU10R | http://www.altechcorp.com/PDFS/Splits/mcb15.pdf | http://www.altechcorp.com/GoogleAssets/UL1077-2TpoleDrawing.jpg |  |  |  | STD PACK 6 |  |  |  | Rated Current | 10A | ﻿Voltage Rating | ﻿480Y/277VAC | ﻿Short Circuit Withstand Rating ﻿(UL - Ratings) | ﻿0.5-6A (RC): 10kA with no back-up fuse; 8-63A (RC): 10kA with UL-listed; Class J back-up fuse; 5kA with no back-up fuse | ﻿Interrupting Capacity ﻿(IEC/EN60898/60947-2) | ﻿0.5-63A (RC): 10kA | ﻿Calibration Temperature | ﻿30°C (86°F) | ﻿Operating Temperature | ﻿-25° to 60°C (-13° to 140°F) | ﻿Storage Temperature | ﻿-25° to 75°C (-13° to 167°F) | ﻿Terminal Size Acceptability ﻿and Torque | ﻿14-3 AWG: 17.5 lb-in. (2.0 Nm); ﻿18-16 AWG: 25 lb-in. (2.8 Nm) | ﻿Terminal Protection Degree | ﻿IP173 | ﻿Vibration Resistance | ﻿3g (18-50Hz)
UL 1077 D-TripTwo Pole Miniature Molded Case Circuit Breaker | http://www.altechcorp.com/GoogleAssets/UL1077-2Tpole.jpg | No | 480Y/277VAC,UL1077 | /Electronics & Electrical/Electronic Components & Devices/Automation Control Components | http://www.altechcorp.com/breakers/ | 2DU12R | http://www.altechcorp.com/PDFS/Splits/mcb15.pdf | http://www.altechcorp.com/GoogleAssets/UL1077-2TpoleDrawing.jpg |  |  |  | STD PACK 6 |  |  |  | Rated Current | 12A | ﻿Voltage Rating | ﻿480Y/277VAC | ﻿Short Circuit Withstand Rating ﻿(UL - Ratings) | ﻿0.5-6A (RC): 10kA with no back-up fuse; 8-63A (RC): 10kA with UL-listed; Class J back-up fuse; 5kA with no back-up fuse | ﻿Interrupting Capacity ﻿(IEC/EN60898/60947-2) | ﻿0.5-63A (RC): 10kA | ﻿Calibration Temperature | ﻿30°C (86°F) | ﻿Operating Temperature | ﻿-25° to 60°C (-13° to 140°F) | ﻿Storage Temperature | ﻿-25° to 75°C (-13° to 167°F) | ﻿Terminal Size Acceptability ﻿and Torque | ﻿14-3 AWG: 17.5 lb-in. (2.0 Nm); ﻿18-16 AWG: 25 lb-in. (2.8 Nm) | ﻿Terminal Protection Degree | ﻿IP174 | ﻿Vibration Resistance | ﻿3g (18-50Hz)
UL 1077 D-TripTwo Pole Miniature Molded Case Circuit Breaker | http://www.altechcorp.com/GoogleAssets/UL1077-2Tpole.jpg | No | 480Y/277VAC,UL1077 | /Electronics & Electrical/Electronic Components & Devices/Automation Control Components | http://www.altechcorp.com/breakers/ | 2DU13R | http://www.altechcorp.com/PDFS/Splits/mcb15.pdf | http://www.altechcorp.com/GoogleAssets/UL1077-2TpoleDrawing.jpg |  |  |  | STD PACK 6 |  |  |  | Rated Current | 13A | ﻿Voltage Rating | ﻿480Y/277VAC | ﻿Short Circuit Withstand Rating ﻿(UL - Ratings) | ﻿0.5-6A (RC): 10kA with no back-up fuse; 8-63A (RC): 10kA with UL-listed; Class J back-up fuse; 5kA with no back-up fuse | ﻿Interrupting Capacity ﻿(IEC/EN60898/60947-2) | ﻿0.5-63A (RC): 10kA | ﻿Calibration Temperature | ﻿30°C (86°F) | ﻿Operating Temperature | ﻿-25° to 60°C (-13° to 140°F) | ﻿Storage Temperature | ﻿-25° to 75°C (-13° to 167°F) | ﻿Terminal Size Acceptability ﻿and Torque | ﻿14-3 AWG: 17.5 lb-in. (2.0 Nm); ﻿18-16 AWG: 25 lb-in. (2.8 Nm) | ﻿Terminal Protection Degree | ﻿IP175 | ﻿Vibration Resistance | ﻿3g (18-50Hz)
UL 1077 D-TripTwo Pole Miniature Molded Case Circuit Breaker | http://www.altechcorp.com/GoogleAssets/UL1077-2Tpole.jpg | No | 480Y/277VAC,UL1077 | /Electronics & Electrical/Electronic Components & Devices/Automation Control Components | http://www.altechcorp.com/breakers/ | 2DU15R | http://www.altechcorp.com/PDFS/Splits/mcb15.pdf | http://www.altechcorp.com/GoogleAssets/UL1077-2TpoleDrawing.jpg |  |  |  | STD PACK 6 |  |  |  | Rated Current | 15A | ﻿Voltage Rating | ﻿480Y/277VAC | ﻿Short Circuit Withstand Rating ﻿(UL - Ratings) | ﻿0.5-6A (RC): 10kA with no back-up fuse; 8-63A (RC): 10kA with UL-listed; Class J back-up fuse; 5kA with no back-up fuse | ﻿Interrupting Capacity ﻿(IEC/EN60898/60947-2) | ﻿0.5-63A (RC): 10kA | ﻿Calibration Temperature | ﻿30°C (86°F) | ﻿Operating Temperature | ﻿-25° to 60°C (-13° to 140°F) | ﻿Storage Temperature | ﻿-25° to 75°C (-13° to 167°F) | ﻿Terminal Size Acceptability ﻿and Torque | ﻿14-3 AWG: 17.5 lb-in. (2.0 Nm); ﻿18-16 AWG: 25 lb-in. (2.8 Nm) | ﻿Terminal Protection Degree | ﻿IP176 | ﻿Vibration Resistance | ﻿3g (18-50Hz)
UL 1077 D-TripTwo Pole Miniature Molded Case Circuit Breaker | http://www.altechcorp.com/GoogleAssets/UL1077-2Tpole.jpg | No | 480Y/277VAC,UL1077 | /Electronics & Electrical/Electronic Components & Devices/Automation Control Components | http://www.altechcorp.com/breakers/ | 2DU16R | http://www.altechcorp.com/PDFS/Splits/mcb15.pdf | http://www.altechcorp.com/GoogleAssets/UL1077-2TpoleDrawing.jpg |  |  |  | STD PACK 6 |  |  |  | Rated Current | 16A | ﻿Voltage Rating | ﻿480Y/277VAC | ﻿Short Circuit Withstand Rating ﻿(UL - Ratings) | ﻿0.5-6A (RC): 10kA with no back-up fuse; 8-63A (RC): 10kA with UL-listed; Class J back-up fuse; 5kA with no back-up fuse | ﻿Interrupting Capacity ﻿(IEC/EN60898/60947-2) | ﻿0.5-63A (RC): 10kA | ﻿Calibration Temperature | ﻿30°C (86°F) | ﻿Operating Temperature | ﻿-25° to 60°C (-13° to 140°F) | ﻿Storage Temperature | ﻿-25° to 75°C (-13° to 167°F) | ﻿Terminal Size Acceptability ﻿and Torque | ﻿14-3 AWG: 17.5 lb-in. (2.0 Nm); ﻿18-16 AWG: 25 lb-in. (2.8 Nm) | ﻿Terminal Protection Degree | ﻿IP177 | ﻿Vibration Resistance | ﻿3g (18-50Hz)
UL 1077 D-TripTwo Pole Miniature Molded Case Circuit Breaker | http://www.altechcorp.com/GoogleAssets/UL1077-2Tpole.jpg | No | 480Y/277VAC,UL1077 | /Electronics & Electrical/Electronic Components & Devices/Automation Control Components | http://www.altechcorp.com/breakers/ | 2DU20R | http://www.altechcorp.com/PDFS/Splits/mcb15.pdf | http://www.altechcorp.com/GoogleAssets/UL1077-2TpoleDrawing.jpg |  |  |  | STD PACK 6 |  |  |  | Rated Current | 20A | ﻿Voltage Rating | ﻿480Y/277VAC | ﻿Short Circuit Withstand Rating ﻿(UL - Ratings) | ﻿0.5-6A (RC): 10kA with no back-up fuse; 8-63A (RC): 10kA with UL-listed; Class J back-up fuse; 5kA with no back-up fuse | ﻿Interrupting Capacity ﻿(IEC/EN60898/60947-2) | ﻿0.5-63A (RC): 10kA | ﻿Calibration Temperature | ﻿30°C (86°F) | ﻿Operating Temperature | ﻿-25° to 60°C (-13° to 140°F) | ﻿Storage Temperature | ﻿-25° to 75°C (-13° to 167°F) | ﻿Terminal Size Acceptability ﻿and Torque | ﻿14-3 AWG: 17.5 lb-in. (2.0 Nm); ﻿18-16 AWG: 25 lb-in. (2.8 Nm) | ﻿Terminal Protection Degree | ﻿IP178 | ﻿Vibration Resistance | ﻿3g (18-50Hz)
UL 1077 D-TripTwo Pole Miniature Molded Case Circuit Breaker | http://www.altechcorp.com/GoogleAssets/UL1077-2Tpole.jpg | No | 480Y/277VAC,UL1077 | /Electronics & Electrical/Electronic Components & Devices/Automation Control Components | http://www.altechcorp.com/breakers/ | 2DU25R | http://www.altechcorp.com/PDFS/Splits/mcb15.pdf | http://www.altechcorp.com/GoogleAssets/UL1077-2TpoleDrawing.jpg |  |  |  | STD PACK 6 |  |  |  | Rated Current | 25A | ﻿Voltage Rating | ﻿480Y/277VAC | ﻿Short Circuit Withstand Rating ﻿(UL - Ratings) | ﻿0.5-6A (RC): 10kA with no back-up fuse; 8-63A (RC): 10kA with UL-listed; Class J back-up fuse; 5kA with no back-up fuse | ﻿Interrupting Capacity ﻿(IEC/EN60898/60947-2) | ﻿0.5-63A (RC): 10kA | ﻿Calibration Temperature | ﻿30°C (86°F) | ﻿Operating Temperature | ﻿-25° to 60°C (-13° to 140°F) | ﻿Storage Temperature | ﻿-25° to 75°C (-13° to 167°F) | ﻿Terminal Size Acceptability ﻿and Torque | ﻿14-3 AWG: 17.5 lb-in. (2.0 Nm); ﻿18-16 AWG: 25 lb-in. (2.8 Nm) | ﻿Terminal Protection Degree | ﻿IP179 | ﻿Vibration Resistance | ﻿3g (18-50Hz)
UL 1077 D-TripTwo Pole Miniature Molded Case Circuit Breaker | http://www.altechcorp.com/GoogleAssets/UL1077-2Tpole.jpg | No | 480Y/277VAC,UL1077 | /Electronics & Electrical/Electronic Components & Devices/Automation Control Components | http://www.altechcorp.com/breakers/ | 2DU30R | http://www.altechcorp.com/PDFS/Splits/mcb15.pdf | http://www.altechcorp.com/GoogleAssets/UL1077-2TpoleDrawing.jpg |  |  |  | STD PACK 6 |  |  |  | Rated Current | 30A | ﻿Voltage Rating | ﻿480Y/277VAC | ﻿Short Circuit Withstand Rating ﻿(UL - Ratings) | ﻿0.5-6A (RC): 10kA with no back-up fuse; 8-63A (RC): 10kA with UL-listed; Class J back-up fuse; 5kA with no back-up fuse | ﻿Interrupting Capacity ﻿(IEC/EN60898/60947-2) | ﻿0.5-63A (RC): 10kA | ﻿Calibration Temperature | ﻿30°C (86°F) | ﻿Operating Temperature | ﻿-25° to 60°C (-13° to 140°F) | ﻿Storage Temperature | ﻿-25° to 75°C (-13° to 167°F) | ﻿Terminal Size Acceptability ﻿and Torque | ﻿14-3 AWG: 17.5 lb-in. (2.0 Nm); ﻿18-16 AWG: 25 lb-in. (2.8 Nm) | ﻿Terminal Protection Degree | ﻿IP180 | ﻿Vibration Resistance | ﻿3g (18-50Hz)
UL 1077 D-TripTwo Pole Miniature Molded Case Circuit Breaker | http://www.altechcorp.com/GoogleAssets/UL1077-2Tpole.jpg | No | 480Y/277VAC,UL1077 | /Electronics & Electrical/Electronic Components & Devices/Automation Control Components | http://www.altechcorp.com/breakers/ | 2DU32R | http://www.altechcorp.com/PDFS/Splits/mcb15.pdf | http://www.altechcorp.com/GoogleAssets/UL1077-2TpoleDrawing.jpg |  |  |  | STD PACK 6 |  |  |  | Rated Current | 32A | ﻿Voltage Rating | ﻿480Y/277VAC | ﻿Short Circuit Withstand Rating ﻿(UL - Ratings) | ﻿0.5-6A (RC): 10kA with no back-up fuse; 8-63A (RC): 10kA with UL-listed; Class J back-up fuse; 5kA with no back-up fuse | ﻿Interrupting Capacity ﻿(IEC/EN60898/60947-2) | ﻿0.5-63A (RC): 10kA | ﻿Calibration Temperature | ﻿30°C (86°F) | ﻿Operating Temperature | ﻿-25° to 60°C (-13° to 140°F) | ﻿Storage Temperature | ﻿-25° to 75°C (-13° to 167°F) | ﻿Terminal Size Acceptability ﻿and Torque | ﻿14-3 AWG: 17.5 lb-in. (2.0 Nm); ﻿18-16 AWG: 25 lb-in. (2.8 Nm) | ﻿Terminal Protection Degree | ﻿IP181 | ﻿Vibration Resistance | ﻿3g (18-50Hz)
UL 1077 D-TripTwo Pole Miniature Molded Case Circuit Breaker | http://www.altechcorp.com/GoogleAssets/UL1077-2Tpole.jpg | No | 480Y/277VAC,UL1077 | /Electronics & Electrical/Electronic Components & Devices/Automation Control Components | http://www.altechcorp.com/breakers/ | 2DU40R | http://www.altechcorp.com/PDFS/Splits/mcb15.pdf | http://www.altechcorp.com/GoogleAssets/UL1077-2TpoleDrawing.jpg |  |  |  | STD PACK 6 |  |  |  | Rated Current | 40A | ﻿Voltage Rating | ﻿480Y/277VAC | ﻿Short Circuit Withstand Rating ﻿(UL - Ratings) | ﻿0.5-6A (RC): 10kA with no back-up fuse; 8-63A (RC): 10kA with UL-listed; Class J back-up fuse; 5kA with no back-up fuse | ﻿Interrupting Capacity ﻿(IEC/EN60898/60947-2) | ﻿0.5-63A (RC): 10kA | ﻿Calibration Temperature | ﻿30°C (86°F) | ﻿Operating Temperature | ﻿-25° to 60°C (-13° to 140°F) | ﻿Storage Temperature | ﻿-25° to 75°C (-13° to 167°F) | ﻿Terminal Size Acceptability ﻿and Torque | ﻿14-3 AWG: 17.5 lb-in. (2.0 Nm); ﻿18-16 AWG: 25 lb-in. (2.8 Nm) | ﻿Terminal Protection Degree | ﻿IP182 | ﻿Vibration Resistance | ﻿3g (18-50Hz)
UL 1077 D-TripTwo Pole Miniature Molded Case Circuit Breaker | http://www.altechcorp.com/GoogleAssets/UL1077-2Tpole.jpg | No | 480Y/277VAC,UL1077 | /Electronics & Electrical/Electronic Components & Devices/Automation Control Components | http://www.altechcorp.com/breakers/ | 2DU50R | http://www.altechcorp.com/PDFS/Splits/mcb15.pdf | http://www.altechcorp.com/GoogleAssets/UL1077-2TpoleDrawing.jpg |  |  |  | STD PACK 6 |  |  |  | Rated Current | 50A | ﻿Voltage Rating | ﻿480Y/277VAC | ﻿Short Circuit Withstand Rating ﻿(UL - Ratings) | ﻿0.5-6A (RC): 10kA with no back-up fuse; 8-63A (RC): 10kA with UL-listed; Class J back-up fuse; 5kA with no back-up fuse | ﻿Interrupting Capacity ﻿(IEC/EN60898/60947-2) | ﻿0.5-63A (RC): 10kA | ﻿Calibration Temperature | ﻿30°C (86°F) | ﻿Operating Temperature | ﻿-25° to 60°C (-13° to 140°F) | ﻿Storage Temperature | ﻿-25° to 75°C (-13° to 167°F) | ﻿Terminal Size Acceptability ﻿and Torque | ﻿14-3 AWG: 17.5 lb-in. (2.0 Nm); ﻿18-16 AWG: 25 lb-in. (2.8 Nm) | ﻿Terminal Protection Degree | ﻿IP183 | ﻿Vibration Resistance | ﻿3g (18-50Hz)
UL 1077 D-TripTwo Pole Miniature Molded Case Circuit Breaker | http://www.altechcorp.com/GoogleAssets/UL1077-2Tpole.jpg | No | 480Y/277VAC,UL1077 | /Electronics & Electrical/Electronic Components & Devices/Automation Control Components | http://www.altechcorp.com/breakers/ | 2DU60R | http://www.altechcorp.com/PDFS/Splits/mcb15.pdf | http://www.altechcorp.com/GoogleAssets/UL1077-2TpoleDrawing.jpg |  |  |  | STD PACK 6 |  |  |  | Rated Current | 60A | ﻿Voltage Rating | ﻿480Y/277VAC | ﻿Short Circuit Withstand Rating ﻿(UL - Ratings) | ﻿0.5-6A (RC): 10kA with no back-up fuse; 8-63A (RC): 10kA with UL-listed; Class J back-up fuse; 5kA with no back-up fuse | ﻿Interrupting Capacity ﻿(IEC/EN60898/60947-2) | ﻿0.5-63A (RC): 10kA | ﻿Calibration Temperature | ﻿30°C (86°F) | ﻿Operating Temperature | ﻿-25° to 60°C (-13° to 140°F) | ﻿Storage Temperature | ﻿-25° to 75°C (-13° to 167°F) | ﻿Terminal Size Acceptability ﻿and Torque | ﻿14-3 AWG: 17.5 lb-in. (2.0 Nm); ﻿18-16 AWG: 25 lb-in. (2.8 Nm) | ﻿Terminal Protection Degree | ﻿IP184 | ﻿Vibration Resistance | ﻿3g (18-50Hz)
UL 1077 D-TripTwo Pole Miniature Molded Case Circuit Breaker | http://www.altechcorp.com/GoogleAssets/UL1077-2Tpole.jpg | No | 480Y/277VAC,UL1077 | /Electronics & Electrical/Electronic Components & Devices/Automation Control Components | http://www.altechcorp.com/breakers/ | 2DU63R | http://www.altechcorp.com/PDFS/Splits/mcb15.pdf | http://www.altechcorp.com/GoogleAssets/UL1077-2TpoleDrawing.jpg |  |  |  | STD PACK 6 |  |  |  | Rated Current | 63A | ﻿Voltage Rating | ﻿480Y/277VAC | ﻿Short Circuit Withstand Rating ﻿(UL - Ratings) | ﻿0.5-6A (RC): 10kA with no back-up fuse; 8-63A (RC): 10kA with UL-listed; Class J back-up fuse; 5kA with no back-up fuse | ﻿Interrupting Capacity ﻿(IEC/EN60898/60947-2) | ﻿0.5-63A (RC): 10kA | ﻿Calibration Temperature | ﻿30°C (86°F) | ﻿Operating Temperature | ﻿-25° to 60°C (-13° to 140°F) | ﻿Storage Temperature | ﻿-25° to 75°C (-13° to 167°F) | ﻿Terminal Size Acceptability ﻿and Torque | ﻿14-3 AWG: 17.5 lb-in. (2.0 Nm); ﻿18-16 AWG: 25 lb-in. (2.8 Nm) | ﻿Terminal Protection Degree | ﻿IP185 | ﻿Vibration Resistance | ﻿3g (18-50Hz)
UL 1077 D-Trip Three Pole Miniature Molded Case Circuit Breaker | http://www.altechcorp.com/GoogleAssets/UL1077-3Tpole.jpg | No | 480Y/277VAC,UL1077 | /Electronics & Electrical/Electronic Components & Devices/Automation Control Components | http://www.altechcorp.com/breakers/ | 3DU05R | http://www.altechcorp.com/PDFS/Splits/mcb15.pdf | http://www.altechcorp.com/GoogleAssets/UL1077-3TpoleDrawing.jpg |  |  |  | STD PACK 4 |  |  |  | Rated Current | 0.5A | ﻿Voltage Rating | ﻿480Y/277VAC | ﻿Short Circuit Withstand Rating ﻿(UL - Ratings) | ﻿0.5-6A (RC): 10kA with no back-up fuse; 8-63A (RC): 10kA with UL-listed; Class J back-up fuse; 5kA with no back-up fuse | ﻿Interrupting Capacity ﻿(IEC/EN60898/60947-2) | ﻿0.5-63A (RC): 10kA | ﻿Calibration Temperature | ﻿30°C (86°F) | ﻿Operating Temperature | ﻿-25° to 60°C (-13° to 140°F) | ﻿Storage Temperature | ﻿-25° to 75°C (-13° to 167°F) | ﻿Terminal Size Acceptability ﻿and Torque | ﻿14-3 AWG: 17.5 lb-in. (2.0 Nm); ﻿18-16 AWG: 25 lb-in. (2.8 Nm) | ﻿Terminal Protection Degree | ﻿IP186 | ﻿Vibration Resistance | ﻿3g (18-50Hz)
UL 1077 D-Trip Three Pole Miniature Molded Case Circuit Breaker | http://www.altechcorp.com/GoogleAssets/UL1077-3Tpole.jpg | No | 480Y/277VAC,UL1077 | /Electronics & Electrical/Electronic Components & Devices/Automation Control Components | http://www.altechcorp.com/breakers/ | 3DU1R | http://www.altechcorp.com/PDFS/Splits/mcb15.pdf | http://www.altechcorp.com/GoogleAssets/UL1077-3TpoleDrawing.jpg |  |  |  | STD PACK 4 |  |  |  | Rated Current | 1.0A | ﻿Voltage Rating | ﻿480Y/277VAC | ﻿Short Circuit Withstand Rating ﻿(UL - Ratings) | ﻿0.5-6A (RC): 10kA with no back-up fuse; 8-63A (RC): 10kA with UL-listed; Class J back-up fuse; 5kA with no back-up fuse | ﻿Interrupting Capacity ﻿(IEC/EN60898/60947-2) | ﻿0.5-63A (RC): 10kA | ﻿Calibration Temperature | ﻿30°C (86°F) | ﻿Operating Temperature | ﻿-25° to 60°C (-13° to 140°F) | ﻿Storage Temperature | ﻿-25° to 75°C (-13° to 167°F) | ﻿Terminal Size Acceptability ﻿and Torque | ﻿14-3 AWG: 17.5 lb-in. (2.0 Nm); ﻿18-16 AWG: 25 lb-in. (2.8 Nm) | ﻿Terminal Protection Degree | ﻿IP187 | ﻿Vibration Resistance | ﻿3g (18-50Hz)
UL 1077 D-Trip Three Pole Miniature Molded Case Circuit Breaker | http://www.altechcorp.com/GoogleAssets/UL1077-3Tpole.jpg | No | 480Y/277VAC,UL1077 | /Electronics & Electrical/Electronic Components & Devices/Automation Control Components | http://www.altechcorp.com/breakers/ | 3DU2R | http://www.altechcorp.com/PDFS/Splits/mcb15.pdf | http://www.altechcorp.com/GoogleAssets/UL1077-3TpoleDrawing.jpg |  |  |  | STD PACK 4 |  |  |  | Rated Current | 2.0A | ﻿Voltage Rating | ﻿480Y/277VAC | ﻿Short Circuit Withstand Rating ﻿(UL - Ratings) | ﻿0.5-6A (RC): 10kA with no back-up fuse; 8-63A (RC): 10kA with UL-listed; Class J back-up fuse; 5kA with no back-up fuse | ﻿Interrupting Capacity ﻿(IEC/EN60898/60947-2) | ﻿0.5-63A (RC): 10kA | ﻿Calibration Temperature | ﻿30°C (86°F) | ﻿Operating Temperature | ﻿-25° to 60°C (-13° to 140°F) | ﻿Storage Temperature | ﻿-25° to 75°C (-13° to 167°F) | ﻿Terminal Size Acceptability ﻿and Torque | ﻿14-3 AWG: 17.5 lb-in. (2.0 Nm); ﻿18-16 AWG: 25 lb-in. (2.8 Nm) | ﻿Terminal Protection Degree | ﻿IP188 | ﻿Vibration Resistance | ﻿3g (18-50Hz)
UL 1077 D-Trip Three Pole Miniature Molded Case Circuit Breaker | http://www.altechcorp.com/GoogleAssets/UL1077-3Tpole.jpg | No | 480Y/277VAC,UL1077 | /Electronics & Electrical/Electronic Components & Devices/Automation Control Components | http://www.altechcorp.com/breakers/ | 3DU3R | http://www.altechcorp.com/PDFS/Splits/mcb15.pdf | http://www.altechcorp.com/GoogleAssets/UL1077-3TpoleDrawing.jpg |  |  |  | STD PACK 4 |  |  |  | Rated Current | 3.0A | ﻿Voltage Rating | ﻿480Y/277VAC | ﻿Short Circuit Withstand Rating ﻿(UL - Ratings) | ﻿0.5-6A (RC): 10kA with no back-up fuse; 8-63A (RC): 10kA with UL-listed; Class J back-up fuse; 5kA with no back-up fuse | ﻿Interrupting Capacity ﻿(IEC/EN60898/60947-2) | ﻿0.5-63A (RC): 10kA | ﻿Calibration Temperature | ﻿30°C (86°F) | ﻿Operating Temperature | ﻿-25° to 60°C (-13° to 140°F) | ﻿Storage Temperature | ﻿-25° to 75°C (-13° to 167°F) | ﻿Terminal Size Acceptability ﻿and Torque | ﻿14-3 AWG: 17.5 lb-in. (2.0 Nm); ﻿18-16 AWG: 25 lb-in. (2.8 Nm) | ﻿Terminal Protection Degree | ﻿IP189 | ﻿Vibration Resistance | ﻿3g (18-50Hz)
UL 1077 D-Trip Three Pole Miniature Molded Case Circuit Breaker | http://www.altechcorp.com/GoogleAssets/UL1077-3Tpole.jpg | No | 480Y/277VAC,UL1077 | /Electronics & Electrical/Electronic Components & Devices/Automation Control Components | http://www.altechcorp.com/breakers/ | 3DU4R | http://www.altechcorp.com/PDFS/Splits/mcb15.pdf | http://www.altechcorp.com/GoogleAssets/UL1077-3TpoleDrawing.jpg |  |  |  | STD PACK 4 |  |  |  | Rated Current | 4.0A | ﻿Voltage Rating | ﻿480Y/277VAC | ﻿Short Circuit Withstand Rating ﻿(UL - Ratings) | ﻿0.5-6A (RC): 10kA with no back-up fuse; 8-63A (RC): 10kA with UL-listed; Class J back-up fuse; 5kA with no back-up fuse | ﻿Interrupting Capacity ﻿(IEC/EN60898/60947-2) | ﻿0.5-63A (RC): 10kA | ﻿Calibration Temperature | ﻿30°C (86°F) | ﻿Operating Temperature | ﻿-25° to 60°C (-13° to 140°F) | ﻿Storage Temperature | ﻿-25° to 75°C (-13° to 167°F) | ﻿Terminal Size Acceptability ﻿and Torque | ﻿14-3 AWG: 17.5 lb-in. (2.0 Nm); ﻿18-16 AWG: 25 lb-in. (2.8 Nm) | ﻿Terminal Protection Degree | ﻿IP190 | ﻿Vibration Resistance | ﻿3g (18-50Hz)
UL 1077 D-Trip Three Pole Miniature Molded Case Circuit Breaker | http://www.altechcorp.com/GoogleAssets/UL1077-3Tpole.jpg | No | 480Y/277VAC,UL1077 | /Electronics & Electrical/Electronic Components & Devices/Automation Control Components | http://www.altechcorp.com/breakers/ | 3DU5R | http://www.altechcorp.com/PDFS/Splits/mcb15.pdf | http://www.altechcorp.com/GoogleAssets/UL1077-3TpoleDrawing.jpg |  |  |  | STD PACK 4 |  |  |  | Rated Current | 5.0A | ﻿Voltage Rating | ﻿480Y/277VAC | ﻿Short Circuit Withstand Rating ﻿(UL - Ratings) | ﻿0.5-6A (RC): 10kA with no back-up fuse; 8-63A (RC): 10kA with UL-listed; Class J back-up fuse; 5kA with no back-up fuse | ﻿Interrupting Capacity ﻿(IEC/EN60898/60947-2) | ﻿0.5-63A (RC): 10kA | ﻿Calibration Temperature | ﻿30°C (86°F) | ﻿Operating Temperature | ﻿-25° to 60°C (-13° to 140°F) | ﻿Storage Temperature | ﻿-25° to 75°C (-13° to 167°F) | ﻿Terminal Size Acceptability ﻿and Torque | ﻿14-3 AWG: 17.5 lb-in. (2.0 Nm); ﻿18-16 AWG: 25 lb-in. (2.8 Nm) | ﻿Terminal Protection Degree | ﻿IP191 | ﻿Vibration Resistance | ﻿3g (18-50Hz)
UL 1077 D-Trip Three Pole Miniature Molded Case Circuit Breaker | http://www.altechcorp.com/GoogleAssets/UL1077-3Tpole.jpg | No | 480Y/277VAC,UL1077 | /Electronics & Electrical/Electronic Components & Devices/Automation Control Components | http://www.altechcorp.com/breakers/ | 3DU6R | http://www.altechcorp.com/PDFS/Splits/mcb15.pdf | http://www.altechcorp.com/GoogleAssets/UL1077-3TpoleDrawing.jpg |  |  |  | STD PACK 4 |  |  |  | Rated Current | 6.0A | ﻿Voltage Rating | ﻿480Y/277VAC | ﻿Short Circuit Withstand Rating ﻿(UL - Ratings) | ﻿0.5-6A (RC): 10kA with no back-up fuse; 8-63A (RC): 10kA with UL-listed; Class J back-up fuse; 5kA with no back-up fuse | ﻿Interrupting Capacity ﻿(IEC/EN60898/60947-2) | ﻿0.5-63A (RC): 10kA | ﻿Calibration Temperature | ﻿30°C (86°F) | ﻿Operating Temperature | ﻿-25° to 60°C (-13° to 140°F) | ﻿Storage Temperature | ﻿-25° to 75°C (-13° to 167°F) | ﻿Terminal Size Acceptability ﻿and Torque | ﻿14-3 AWG: 17.5 lb-in. (2.0 Nm); ﻿18-16 AWG: 25 lb-in. (2.8 Nm) | ﻿Terminal Protection Degree | ﻿IP192 | ﻿Vibration Resistance | ﻿3g (18-50Hz)
UL 1077 D-Trip Three Pole Miniature Molded Case Circuit Breaker | http://www.altechcorp.com/GoogleAssets/UL1077-3Tpole.jpg | No | 480Y/277VAC,UL1077 | /Electronics & Electrical/Electronic Components & Devices/Automation Control Components | http://www.altechcorp.com/breakers/ | 3DU8R | http://www.altechcorp.com/PDFS/Splits/mcb15.pdf | http://www.altechcorp.com/GoogleAssets/UL1077-3TpoleDrawing.jpg |  |  |  | STD PACK 4 |  |  |  | Rated Current | 8.0A | ﻿Voltage Rating | ﻿480Y/277VAC | ﻿Short Circuit Withstand Rating ﻿(UL - Ratings) | ﻿0.5-6A (RC): 10kA with no back-up fuse; 8-63A (RC): 10kA with UL-listed; Class J back-up fuse; 5kA with no back-up fuse | ﻿Interrupting Capacity ﻿(IEC/EN60898/60947-2) | ﻿0.5-63A (RC): 10kA | ﻿Calibration Temperature | ﻿30°C (86°F) | ﻿Operating Temperature | ﻿-25° to 60°C (-13° to 140°F) | ﻿Storage Temperature | ﻿-25° to 75°C (-13° to 167°F) | ﻿Terminal Size Acceptability ﻿and Torque | ﻿14-3 AWG: 17.5 lb-in. (2.0 Nm); ﻿18-16 AWG: 25 lb-in. (2.8 Nm) | ﻿Terminal Protection Degree | ﻿IP193 | ﻿Vibration Resistance | ﻿3g (18-50Hz)
UL 1077 D-Trip Three Pole Miniature Molded Case Circuit Breaker | http://www.altechcorp.com/GoogleAssets/UL1077-3Tpole.jpg | No | 480Y/277VAC,UL1077 | /Electronics & Electrical/Electronic Components & Devices/Automation Control Components | http://www.altechcorp.com/breakers/ | 3DU10R | http://www.altechcorp.com/PDFS/Splits/mcb15.pdf | http://www.altechcorp.com/GoogleAssets/UL1077-3TpoleDrawing.jpg |  |  |  | STD PACK 4 |  |  |  | Rated Current | 10A | ﻿Voltage Rating | ﻿480Y/277VAC | ﻿Short Circuit Withstand Rating ﻿(UL - Ratings) | ﻿0.5-6A (RC): 10kA with no back-up fuse; 8-63A (RC): 10kA with UL-listed; Class J back-up fuse; 5kA with no back-up fuse | ﻿Interrupting Capacity ﻿(IEC/EN60898/60947-2) | ﻿0.5-63A (RC): 10kA | ﻿Calibration Temperature | ﻿30°C (86°F) | ﻿Operating Temperature | ﻿-25° to 60°C (-13° to 140°F) | ﻿Storage Temperature | ﻿-25° to 75°C (-13° to 167°F) | ﻿Terminal Size Acceptability ﻿and Torque | ﻿14-3 AWG: 17.5 lb-in. (2.0 Nm); ﻿18-16 AWG: 25 lb-in. (2.8 Nm) | ﻿Terminal Protection Degree | ﻿IP194 | ﻿Vibration Resistance | ﻿3g (18-50Hz)
UL 1077 D-Trip Three Pole Miniature Molded Case Circuit Breaker | http://www.altechcorp.com/GoogleAssets/UL1077-3Tpole.jpg | No | 480Y/277VAC,UL1077 | /Electronics & Electrical/Electronic Components & Devices/Automation Control Components | http://www.altechcorp.com/breakers/ | 3DU12R | http://www.altechcorp.com/PDFS/Splits/mcb15.pdf | http://www.altechcorp.com/GoogleAssets/UL1077-3TpoleDrawing.jpg |  |  |  | STD PACK 4 |  |  |  | Rated Current | 12A | ﻿Voltage Rating | ﻿480Y/277VAC | ﻿Short Circuit Withstand Rating ﻿(UL - Ratings) | ﻿0.5-6A (RC): 10kA with no back-up fuse; 8-63A (RC): 10kA with UL-listed; Class J back-up fuse; 5kA with no back-up fuse | ﻿Interrupting Capacity ﻿(IEC/EN60898/60947-2) | ﻿0.5-63A (RC): 10kA | ﻿Calibration Temperature | ﻿30°C (86°F) | ﻿Operating Temperature | ﻿-25° to 60°C (-13° to 140°F) | ﻿Storage Temperature | ﻿-25° to 75°C (-13° to 167°F) | ﻿Terminal Size Acceptability ﻿and Torque | ﻿14-3 AWG: 17.5 lb-in. (2.0 Nm); ﻿18-16 AWG: 25 lb-in. (2.8 Nm) | ﻿Terminal Protection Degree | ﻿IP195 | ﻿Vibration Resistance | ﻿3g (18-50Hz)
UL 1077 D-Trip Three Pole Miniature Molded Case Circuit Breaker | http://www.altechcorp.com/GoogleAssets/UL1077-3Tpole.jpg | No | 480Y/277VAC,UL1077 | /Electronics & Electrical/Electronic Components & Devices/Automation Control Components | http://www.altechcorp.com/breakers/ | 3DU13R | http://www.altechcorp.com/PDFS/Splits/mcb15.pdf | http://www.altechcorp.com/GoogleAssets/UL1077-3TpoleDrawing.jpg |  |  |  | STD PACK 4 |  |  |  | Rated Current | 13A | ﻿Voltage Rating | ﻿480Y/277VAC | ﻿Short Circuit Withstand Rating ﻿(UL - Ratings) | ﻿0.5-6A (RC): 10kA with no back-up fuse; 8-63A (RC): 10kA with UL-listed; Class J back-up fuse; 5kA with no back-up fuse | ﻿Interrupting Capacity ﻿(IEC/EN60898/60947-2) | ﻿0.5-63A (RC): 10kA | ﻿Calibration Temperature | ﻿30°C (86°F) | ﻿Operating Temperature | ﻿-25° to 60°C (-13° to 140°F) | ﻿Storage Temperature | ﻿-25° to 75°C (-13° to 167°F) | ﻿Terminal Size Acceptability ﻿and Torque | ﻿14-3 AWG: 17.5 lb-in. (2.0 Nm); ﻿18-16 AWG: 25 lb-in. (2.8 Nm) | ﻿Terminal Protection Degree | ﻿IP196 | ﻿Vibration Resistance | ﻿3g (18-50Hz)
UL 1077 D-Trip Three Pole Miniature Molded Case Circuit Breaker | http://www.altechcorp.com/GoogleAssets/UL1077-3Tpole.jpg | No | 480Y/277VAC,UL1077 | /Electronics & Electrical/Electronic Components & Devices/Automation Control Components | http://www.altechcorp.com/breakers/ | 3DU15R | http://www.altechcorp.com/PDFS/Splits/mcb15.pdf | http://www.altechcorp.com/GoogleAssets/UL1077-3TpoleDrawing.jpg |  |  |  | STD PACK 4 |  |  |  | Rated Current | 15A | ﻿Voltage Rating | ﻿480Y/277VAC | ﻿Short Circuit Withstand Rating ﻿(UL - Ratings) | ﻿0.5-6A (RC): 10kA with no back-up fuse; 8-63A (RC): 10kA with UL-listed; Class J back-up fuse; 5kA with no back-up fuse | ﻿Interrupting Capacity ﻿(IEC/EN60898/60947-2) | ﻿0.5-63A (RC): 10kA | ﻿Calibration Temperature | ﻿30°C (86°F) | ﻿Operating Temperature | ﻿-25° to 60°C (-13° to 140°F) | ﻿Storage Temperature | ﻿-25° to 75°C (-13° to 167°F) | ﻿Terminal Size Acceptability ﻿and Torque | ﻿14-3 AWG: 17.5 lb-in. (2.0 Nm); ﻿18-16 AWG: 25 lb-in. (2.8 Nm) | ﻿Terminal Protection Degree | ﻿IP197 | ﻿Vibration Resistance | ﻿3g (18-50Hz)
UL 1077 D-Trip Three Pole Miniature Molded Case Circuit Breaker | http://www.altechcorp.com/GoogleAssets/UL1077-3Tpole.jpg | No | 480Y/277VAC,UL1077 | /Electronics & Electrical/Electronic Components & Devices/Automation Control Components | http://www.altechcorp.com/breakers/ | 3DU16R | http://www.altechcorp.com/PDFS/Splits/mcb15.pdf | http://www.altechcorp.com/GoogleAssets/UL1077-3TpoleDrawing.jpg |  |  |  | STD PACK 4 |  |  |  | Rated Current | 16A | ﻿Voltage Rating | ﻿480Y/277VAC | ﻿Short Circuit Withstand Rating ﻿(UL - Ratings) | ﻿0.5-6A (RC): 10kA with no back-up fuse; 8-63A (RC): 10kA with UL-listed; Class J back-up fuse; 5kA with no back-up fuse | ﻿Interrupting Capacity ﻿(IEC/EN60898/60947-2) | ﻿0.5-63A (RC): 10kA | ﻿Calibration Temperature | ﻿30°C (86°F) | ﻿Operating Temperature | ﻿-25° to 60°C (-13° to 140°F) | ﻿Storage Temperature | ﻿-25° to 75°C (-13° to 167°F) | ﻿Terminal Size Acceptability ﻿and Torque | ﻿14-3 AWG: 17.5 lb-in. (2.0 Nm); ﻿18-16 AWG: 25 lb-in. (2.8 Nm) | ﻿Terminal Protection Degree | ﻿IP198 | ﻿Vibration Resistance | ﻿3g (18-50Hz)
UL 1077 D-Trip Three Pole Miniature Molded Case Circuit Breaker | http://www.altechcorp.com/GoogleAssets/UL1077-3Tpole.jpg | No | 480Y/277VAC,UL1077 | /Electronics & Electrical/Electronic Components & Devices/Automation Control Components | http://www.altechcorp.com/breakers/ | 3DU20R | http://www.altechcorp.com/PDFS/Splits/mcb15.pdf | http://www.altechcorp.com/GoogleAssets/UL1077-3TpoleDrawing.jpg |  |  |  | STD PACK 4 |  |  |  | Rated Current | 20A | ﻿Voltage Rating | ﻿480Y/277VAC | ﻿Short Circuit Withstand Rating ﻿(UL - Ratings) | ﻿0.5-6A (RC): 10kA with no back-up fuse; 8-63A (RC): 10kA with UL-listed; Class J back-up fuse; 5kA with no back-up fuse | ﻿Interrupting Capacity ﻿(IEC/EN60898/60947-2) | ﻿0.5-63A (RC): 10kA | ﻿Calibration Temperature | ﻿30°C (86°F) | ﻿Operating Temperature | ﻿-25° to 60°C (-13° to 140°F) | ﻿Storage Temperature | ﻿-25° to 75°C (-13° to 167°F) | ﻿Terminal Size Acceptability ﻿and Torque | ﻿14-3 AWG: 17.5 lb-in. (2.0 Nm); ﻿18-16 AWG: 25 lb-in. (2.8 Nm) | ﻿Terminal Protection Degree | ﻿IP199 | ﻿Vibration Resistance | ﻿3g (18-50Hz)
UL 1077 D-Trip Three Pole Miniature Molded Case Circuit Breaker | http://www.altechcorp.com/GoogleAssets/UL1077-3Tpole.jpg | No | 480Y/277VAC,UL1077 | /Electronics & Electrical/Electronic Components & Devices/Automation Control Components | http://www.altechcorp.com/breakers/ | 3DU25R | http://www.altechcorp.com/PDFS/Splits/mcb15.pdf | http://www.altechcorp.com/GoogleAssets/UL1077-3TpoleDrawing.jpg |  |  |  | STD PACK 4 |  |  |  | Rated Current | 25A | ﻿Voltage Rating | ﻿480Y/277VAC | ﻿Short Circuit Withstand Rating ﻿(UL - Ratings) | ﻿0.5-6A (RC): 10kA with no back-up fuse; 8-63A (RC): 10kA with UL-listed; Class J back-up fuse; 5kA with no back-up fuse | ﻿Interrupting Capacity ﻿(IEC/EN60898/60947-2) | ﻿0.5-63A (RC): 10kA | ﻿Calibration Temperature | ﻿30°C (86°F) | ﻿Operating Temperature | ﻿-25° to 60°C (-13° to 140°F) | ﻿Storage Temperature | ﻿-25° to 75°C (-13° to 167°F) | ﻿Terminal Size Acceptability ﻿and Torque | ﻿14-3 AWG: 17.5 lb-in. (2.0 Nm); ﻿18-16 AWG: 25 lb-in. (2.8 Nm) | ﻿Terminal Protection Degree | ﻿IP200 | ﻿Vibration Resistance | ﻿3g (18-50Hz)
UL 1077 D-Trip Three Pole Miniature Molded Case Circuit Breaker | http://www.altechcorp.com/GoogleAssets/UL1077-3Tpole.jpg | No | 480Y/277VAC,UL1077 | /Electronics & Electrical/Electronic Components & Devices/Automation Control Components | http://www.altechcorp.com/breakers/ | 3DU30R | http://www.altechcorp.com/PDFS/Splits/mcb15.pdf | http://www.altechcorp.com/GoogleAssets/UL1077-3TpoleDrawing.jpg |  |  |  | STD PACK 4 |  |  |  | Rated Current | 30A | ﻿Voltage Rating | ﻿480Y/277VAC | ﻿Short Circuit Withstand Rating ﻿(UL - Ratings) | ﻿0.5-6A (RC): 10kA with no back-up fuse; 8-63A (RC): 10kA with UL-listed; Class J back-up fuse; 5kA with no back-up fuse | ﻿Interrupting Capacity ﻿(IEC/EN60898/60947-2) | ﻿0.5-63A (RC): 10kA | ﻿Calibration Temperature | ﻿30°C (86°F) | ﻿Operating Temperature | ﻿-25° to 60°C (-13° to 140°F) | ﻿Storage Temperature | ﻿-25° to 75°C (-13° to 167°F) | ﻿Terminal Size Acceptability ﻿and Torque | ﻿14-3 AWG: 17.5 lb-in. (2.0 Nm); ﻿18-16 AWG: 25 lb-in. (2.8 Nm) | ﻿Terminal Protection Degree | ﻿IP201 | ﻿Vibration Resistance | ﻿3g (18-50Hz)
UL 1077 D-Trip Three Pole Miniature Molded Case Circuit Breaker | http://www.altechcorp.com/GoogleAssets/UL1077-3Tpole.jpg | No | 480Y/277VAC,UL1077 | /Electronics & Electrical/Electronic Components & Devices/Automation Control Components | http://www.altechcorp.com/breakers/ | 3DU32R | http://www.altechcorp.com/PDFS/Splits/mcb15.pdf | http://www.altechcorp.com/GoogleAssets/UL1077-3TpoleDrawing.jpg |  |  |  | STD PACK 4 |  |  |  | Rated Current | 32A | ﻿Voltage Rating | ﻿480Y/277VAC | ﻿Short Circuit Withstand Rating ﻿(UL - Ratings) | ﻿0.5-6A (RC): 10kA with no back-up fuse; 8-63A (RC): 10kA with UL-listed; Class J back-up fuse; 5kA with no back-up fuse | ﻿Interrupting Capacity ﻿(IEC/EN60898/60947-2) | ﻿0.5-63A (RC): 10kA | ﻿Calibration Temperature | ﻿30°C (86°F) | ﻿Operating Temperature | ﻿-25° to 60°C (-13° to 140°F) | ﻿Storage Temperature | ﻿-25° to 75°C (-13° to 167°F) | ﻿Terminal Size Acceptability ﻿and Torque | ﻿14-3 AWG: 17.5 lb-in. (2.0 Nm); ﻿18-16 AWG: 25 lb-in. (2.8 Nm) | ﻿Terminal Protection Degree | ﻿IP202 | ﻿Vibration Resistance | ﻿3g (18-50Hz)
UL 1077 D-Trip Three Pole Miniature Molded Case Circuit Breaker | http://www.altechcorp.com/GoogleAssets/UL1077-3Tpole.jpg | No | 480Y/277VAC,UL1077 | /Electronics & Electrical/Electronic Components & Devices/Automation Control Components | http://www.altechcorp.com/breakers/ | 3DU40R | http://www.altechcorp.com/PDFS/Splits/mcb15.pdf | http://www.altechcorp.com/GoogleAssets/UL1077-3TpoleDrawing.jpg |  |  |  | STD PACK 4 |  |  |  | Rated Current | 40A | ﻿Voltage Rating | ﻿480Y/277VAC | ﻿Short Circuit Withstand Rating ﻿(UL - Ratings) | ﻿0.5-6A (RC): 10kA with no back-up fuse; 8-63A (RC): 10kA with UL-listed; Class J back-up fuse; 5kA with no back-up fuse | ﻿Interrupting Capacity ﻿(IEC/EN60898/60947-2) | ﻿0.5-63A (RC): 10kA | ﻿Calibration Temperature | ﻿30°C (86°F) | ﻿Operating Temperature | ﻿-25° to 60°C (-13° to 140°F) | ﻿Storage Temperature | ﻿-25° to 75°C (-13° to 167°F) | ﻿Terminal Size Acceptability ﻿and Torque | ﻿14-3 AWG: 17.5 lb-in. (2.0 Nm); ﻿18-16 AWG: 25 lb-in. (2.8 Nm) | ﻿Terminal Protection Degree | ﻿IP203 | ﻿Vibration Resistance | ﻿3g (18-50Hz)
UL 1077 D-Trip Three Pole Miniature Molded Case Circuit Breaker | http://www.altechcorp.com/GoogleAssets/UL1077-3Tpole.jpg | No | 480Y/277VAC,UL1077 | /Electronics & Electrical/Electronic Components & Devices/Automation Control Components | http://www.altechcorp.com/breakers/ | 3DU50R | http://www.altechcorp.com/PDFS/Splits/mcb15.pdf | http://www.altechcorp.com/GoogleAssets/UL1077-3TpoleDrawing.jpg |  |  |  | STD PACK 4 |  |  |  | Rated Current | 50A | ﻿Voltage Rating | ﻿480Y/277VAC | ﻿Short Circuit Withstand Rating ﻿(UL - Ratings) | ﻿0.5-6A (RC): 10kA with no back-up fuse; 8-63A (RC): 10kA with UL-listed; Class J back-up fuse; 5kA with no back-up fuse | ﻿Interrupting Capacity ﻿(IEC/EN60898/60947-2) | ﻿0.5-63A (RC): 10kA | ﻿Calibration Temperature | ﻿30°C (86°F) | ﻿Operating Temperature | ﻿-25° to 60°C (-13° to 140°F) | ﻿Storage Temperature | ﻿-25° to 75°C (-13° to 167°F) | ﻿Terminal Size Acceptability ﻿and Torque | ﻿14-3 AWG: 17.5 lb-in. (2.0 Nm); ﻿18-16 AWG: 25 lb-in. (2.8 Nm) | ﻿Terminal Protection Degree | ﻿IP204 | ﻿Vibration Resistance | ﻿3g (18-50Hz)
UL 1077 D-Trip Three Pole Miniature Molded Case Circuit Breaker | http://www.altechcorp.com/GoogleAssets/UL1077-3Tpole.jpg | No | 480Y/277VAC,UL1077 | /Electronics & Electrical/Electronic Components & Devices/Automation Control Components | http://www.altechcorp.com/breakers/ | 3DU60R | http://www.altechcorp.com/PDFS/Splits/mcb15.pdf | http://www.altechcorp.com/GoogleAssets/UL1077-3TpoleDrawing.jpg |  |  |  | STD PACK 4 |  |  |  | Rated Current | 60A | ﻿Voltage Rating | ﻿480Y/277VAC | ﻿Short Circuit Withstand Rating ﻿(UL - Ratings) | ﻿0.5-6A (RC): 10kA with no back-up fuse; 8-63A (RC): 10kA with UL-listed; Class J back-up fuse; 5kA with no back-up fuse | ﻿Interrupting Capacity ﻿(IEC/EN60898/60947-2) | ﻿0.5-63A (RC): 10kA | ﻿Calibration Temperature | ﻿30°C (86°F) | ﻿Operating Temperature | ﻿-25° to 60°C (-13° to 140°F) | ﻿Storage Temperature | ﻿-25° to 75°C (-13° to 167°F) | ﻿Terminal Size Acceptability ﻿and Torque | ﻿14-3 AWG: 17.5 lb-in. (2.0 Nm); ﻿18-16 AWG: 25 lb-in. (2.8 Nm) | ﻿Terminal Protection Degree | ﻿IP205 | ﻿Vibration Resistance | ﻿3g (18-50Hz)
UL 1077 D-Trip Three Pole Miniature Molded Case Circuit Breaker | http://www.altechcorp.com/GoogleAssets/UL1077-3Tpole.jpg | No | 480Y/277VAC,UL1077 | /Electronics & Electrical/Electronic Components & Devices/Automation Control Components | http://www.altechcorp.com/breakers/ | 3DU63R | http://www.altechcorp.com/PDFS/Splits/mcb15.pdf | http://www.altechcorp.com/GoogleAssets/UL1077-3TpoleDrawing.jpg |  |  |  | STD PACK 4 |  |  |  | Rated Current | 63A | ﻿Voltage Rating | ﻿480Y/277VAC | ﻿Short Circuit Withstand Rating ﻿(UL - Ratings) | ﻿0.5-6A (RC): 10kA with no back-up fuse; 8-63A (RC): 10kA with UL-listed; Class J back-up fuse; 5kA with no back-up fuse | ﻿Interrupting Capacity ﻿(IEC/EN60898/60947-2) | ﻿0.5-63A (RC): 10kA | ﻿Calibration Temperature | ﻿30°C (86°F) | ﻿Operating Temperature | ﻿-25° to 60°C (-13° to 140°F) | ﻿Storage Temperature | ﻿-25° to 75°C (-13° to 167°F) | ﻿Terminal Size Acceptability ﻿and Torque | ﻿14-3 AWG: 17.5 lb-in. (2.0 Nm); ﻿18-16 AWG: 25 lb-in. (2.8 Nm) | ﻿Terminal Protection Degree | ﻿IP206 | ﻿Vibration Resistance | ﻿3g (18-50Hz)

## Category
Category Name
Electronics & Electrical
/Electronics & Electrical/Electrical Wires, Cables & Accessories
/Electronics & Electrical/Electrical Wires, Cables & Accessories/Cable Clamps
/Electronics & Electrical/Electrical Wires, Cables & Accessories/Cable Harnesses & Assemblies
/Electronics & Electrical/Electrical Wires, Cables & Accessories/Cable Ties
/Electronics & Electrical/Electrical Wires, Cables & Accessories/Electrical Conduits
/Electronics & Electrical/Electrical Wires, Cables & Accessories/Electrical Insulation
/Electronics & Electrical/Electrical Wires, Cables & Accessories/Electrical Wire
/Electronics & Electrical/Electrical Wires, Cables & Accessories/Power Cables
/Electronics & Electrical/Electrical Wires, Cables & Accessories/Power Cords
/Electronics & Electrical/Electrical Wires, Cables & Accessories/Wire Ducting
/Electronics & Electrical/Electrical Wires, Cables & Accessories/Power Entry Modules & Connectors
/Electronics & Electrical/Electrical Wires, Cables & Accessories/Communication Cables
/Electronics & Electrical/Electrical Wires, Cables & Accessories/Fiber Optic Cables
/Electronics & Electrical/Electronic Components & Devices
/Electronics & Electrical/Electronic Components & Devices/Automation Control Components
/Electronics & Electrical/Electronic Components & Devices/Automation Control Components/Control Panels
/Electronics & Electrical/Electronic Components & Devices/Automation Control Components/Motor Controllers
/Electronics & Electrical/Electronic Components & Devices/Automation Control Components/Programmable Automation Controllers
/Electronics & Electrical/Electronic Components & Devices/Automation Control Components/Programmable Logic Controllers
/Electronics & Electrical/Electronic Components & Devices/Automation Control Components/Variable Frequency Drives
/Electronics & Electrical/Electronic Components & Devices/Electrical Capacitors
/Electronics & Electrical/Electronic Components & Devices/Electrical Connectors & Terminals
/Electronics & Electrical/Electronic Components & Devices/Electrical Connectors & Terminals/Electrical Connectors
/Electronics & Electrical/Electronic Components & Devices/Electrical Connectors & Terminals/Electrical Terminals
/Electronics & Electrical/Electronic Components & Devices/Electrical Connectors & Terminals/Power Distribution Boxes
/Electronics & Electrical/Electronic Components & Devices/Electrical Connectors & Terminals/Power Entry Modules & Connectors
/Electronics & Electrical/Electronic Components & Devices/Electrical Connectors & Terminals/Power Plugs & Sockets
/Electronics & Electrical/Electronic Components & Devices/Electrical Connectors & Terminals/Terminal Blocks
/Electronics & Electrical/Electronic Components & Devices/Electrical Motors
/Electronics & Electrical/Electronic Components & Devices/Electrical Resistors
/Electronics & Electrical/Electronic Components & Devices/Electrical Resistors/Fuses & Fuseblocks
/Electronics & Electrical/Electronic Components & Devices/Electrical Resistors/Potentiometers & Rheostats
/Electronics & Electrical/Electronic Components & Devices/Electrical Switches
/Electronics & Electrical/Electronic Components & Devices/Electrical Switches/Circuit Breakers
/Electronics & Electrical/Electronic Components & Devices/Electrical Switches/Electrical Contactors
/Electronics & Electrical/Electronic Components & Devices/Electrical Switches/Electrical Relays
/Electronics & Electrical/Electronic Components & Devices/Electrical Switches/Electronic Multiplexers
/Electronics & Electrical/Electronic Components & Devices/Electrical Switches/Optoelectronic Switches
/Electronics & Electrical/Electronic Components & Devices/Electrical Switches/Automotive Relays & Switches
/Electronics & Electrical/Electronic Components & Devices/Electron Tubes
/Electronics & Electrical/Electronic Components & Devices/Electronic Amplifiers
/Electronics & Electrical/Electronic Components & Devices/Electronic Attenuators
/Electronics & Electrical/Electronic Components & Devices/Electronic Circuits
/Electronics & Electrical/Electronic Components & Devices/Electronic Circuits/Decoders & Encoders
/Electronics & Electrical/Electronic Components & Devices/Electronic Circuits/Electronic Filters
/Electronics & Electrical/Electronic Components & Devices/Electronic Circuits/Electronic Oscillators
/Electronics & Electrical/Electronic Components & Devices/Electronic Circuits/Electronic Transmitters
/Electronics & Electrical/Electronic Components & Devices/Electronic Circuits/Electronic Transmitters/Pressure Transmitters
/Electronics & Electrical/Electronic Components & Devices/Electronic Circuits/Electronic Transmitters/Temperature Transmitters
/Electronics & Electrical/Electronic Components & Devices/Electronic Circuits/Integrated Circuits & Chips
/Electronics & Electrical/Electronic Components & Devices/Electronic Circuits/Microcontrollers
/Electronics & Electrical/Electronic Components & Devices/Electronic Sensors & Transducers
/Electronics & Electrical/Electronic Components & Devices/Electronic Sensors & Transducers/Hall Effect Sensors
/Electronics & Electrical/Electronic Components & Devices/Electronic Sensors & Transducers/Proximity Sensors
/Electronics & Electrical/Electronic Components & Devices/Electronic Sensors & Transducers/Fiber Optic Sensors
/Electronics & Electrical/Electronic Components & Devices/Electronic Sensors & Transducers/Stud Sensors
/Electronics & Electrical/Electronic Components & Devices/Electronic Sensors & Transducers/Pressure Sensors
/Electronics & Electrical/Electronic Components & Devices/Electronic Sensors & Transducers/Temperature Sensors
/Electronics & Electrical/Electronic Components & Devices/Electronic Transformers
/Electronics & Electrical/Electronic Components & Devices/Electronics Cooling Equipment
/Electronics & Electrical/Electronic Components & Devices/Electronics Cooling Equipment/Electronics Cooling Fans
/Electronics & Electrical/Electronic Components & Devices/Electronics Cooling Equipment/Heat Sinks
/Electronics & Electrical/Electronic Components & Devices/Inductors
/Electronics & Electrical/Electronic Components & Devices/Power Dividers & Splitters
/Electronics & Electrical/Electronic Components & Devices/Printed Circuit Boards
/Electronics & Electrical/Electronic Components & Devices/Semiconductor Devices
/Electronics & Electrical/Electronic Components & Devices/Semiconductor Devices/Diodes
/Electronics & Electrical/Electronic Components & Devices/Semiconductor Devices/Thyristors
/Electronics & Electrical/Electronic Components & Devices/Semiconductor Devices/Transistors
/Electronics & Electrical/Electronic Components & Devices/Transceivers
/Electronics & Electrical/Electronic Consoles & Enclosures
/Electronics & Electrical/Electronic Consoles & Enclosures/Electronics Racks & Cabinet Racks
/Electronics & Electrical/Electronic Consoles & Enclosures/Junction Boxes
/Electronics & Electrical/Electronic Consoles & Enclosures/Panel Boxes
/Electronics & Electrical/Electronic Consoles & Enclosures/Switch Boxes
/Electronics & Electrical/Electronics Assembly & Production Machinery
/Electronics & Electrical/Generators & Alternators
/Electronics & Electrical/Generators & Alternators/Diesel Generators
/Electronics & Electrical/Generators & Alternators/Gasoline Generators
/Electronics & Electrical/Generators & Alternators/Generator Parts
/Electronics & Electrical/Generators & Alternators/Hydraulic Generators
/Electronics & Electrical/Generators & Alternators/Inverter Generators
/Electronics & Electrical/Generators & Alternators/Solar Generators
/Electronics & Electrical/Optoelectronics
/Electronics & Electrical/Optoelectronics/Opto-isolators & Couplers
/Electronics & Electrical/Optoelectronics/Optoelectronic Displays
/Electronics & Electrical/Optoelectronics/Optoelectronic Displays/LCD Modules
/Electronics & Electrical/Optoelectronics/Optoelectronic Displays/LED Displays
/Electronics & Electrical/Optoelectronics/Optoelectronic Switches
/Electronics & Electrical/Power Supplies & Accessories
/Electronics & Electrical/Power Supplies & Accessories/Inductors
/Electronics & Electrical/Power Supplies & Accessories/AC-DC Adapters
/Electronics & Electrical/Power Supplies & Accessories/Batteries
/Electronics & Electrical/Power Supplies & Accessories/Batteries/Battery Packs
/Electronics & Electrical/Power Supplies & Accessories/Batteries/Button Cell Batteries
/Electronics & Electrical/Power Supplies & Accessories/Batteries/Primary Cell Batteries
/Electronics & Electrical/Power Supplies & Accessories/Batteries/Rechargeable Batteries
/Electronics & Electrical/Power Supplies & Accessories/Batteries/Solar Batteries
/Electronics & Electrical/Power Supplies & Accessories/Battery Chargers
/Electronics & Electrical/Power Supplies & Accessories/Fuel Cells
/Electronics & Electrical/Power Supplies & Accessories/Power Converters & Inverters
/Electronics & Electrical/Electronic & Electrical Test & Measurement
/Electronics & Electrical/Electronic & Electrical Test & Measurement/Battery Testers
/Electronics & Electrical/Electronic & Electrical Test & Measurement/Breadboards
/Electronics & Electrical/Electronic & Electrical Test & Measurement/Cable Testers
/Electronics & Electrical/Electronic & Electrical Test & Measurement/EMF Meters
/Electronics & Electrical/Electronic & Electrical Test & Measurement/Electrical Current Testers
/Electronics & Electrical/Electronic & Electrical Test & Measurement/Frequency Meters
/Electronics & Electrical/Electronic & Electrical Test & Measurement/LCR, Capacitance & Resistance Meters
/Electronics & Electrical/Electronic & Electrical Test & Measurement/Leak Detectors
/Electronics & Electrical/Electronic & Electrical Test & Measurement/Metal Detectors
/Electronics & Electrical/Electronic & Electrical Test & Measurement/Multimeters
/Electronics & Electrical/Electronic & Electrical Test & Measurement/Oscilloscopes
/Electronics & Electrical/Electronic & Electrical Test & Measurement/Power Meters
/Electronics & Electrical/Electronic & Electrical Test & Measurement/Radiation Detectors
/Electronics & Electrical/Electronic & Electrical Test & Measurement/Rebar Locators
/Electronics & Electrical/Electronic & Electrical Test & Measurement/Signal & Pulse Generators
/Electronics & Electrical/Electronic & Electrical Test & Measurement/Sound Level Meters & Noise Dosimeters
/Electronics & Electrical/Electronic & Electrical Test & Measurement/Spectrum Analyzers
/Electronics & Electrical/Electronic & Electrical Test & Measurement/Stud Sensors
/Electronics & Electrical/Electronic & Electrical Test & Measurement/Test Probes
/Electronics & Electrical/Electronic & Electrical Test & Measurement/Voltage Testers
Note on C1: updated Dec 29th 2012