## Blank Template
Product name (mandatory) | Primary product photo (mandatory) | Customizable? (mandatory) | Description (mandatory) | Product category (mandatory) | Product webpage (optional) | Part number (optional) | Product specification (optional) | Additional product photo 1 (optional) | Additional product photo 2 (optional) | Additional product photo 3 (optional) | Minimum order (optional) | Unit (optional) | Pricing (optional) | Lead time (optional) | Product video url (optional) | Attribute1 name (optional) | Attribute1 value (optional) | Attribute2 name (optional) | Attribute2 value (optional) | Attribute3 name (optional) | Attribute3 value (optional) | Attribute4 name (optional) | Attribute4 value (optional) | Attribute5 name (optional) | Attribute5 value (optional) | Attribute6 name (optional) | Attribute6 value (optional) | Attribute7 name (optional) | Attribute7 value (optional) | Attribute8 name (optional) | Attribute8 value (optional) | Attribute9 name (optional) | Attribute9 value (optional) | Attribute10 name (optional) | Attribute10 value (optional)
PSC Compact Class 2 Series | http://www.altechcorp.com/GoogleAssets/PowerSupplies/PSC-1012.jpg | No | Compact Design and Lightweight, Class 2, UL 1310 Recognized, Brown-out protection, 10W to 480W rated power, Universal single phase input, PSC-10 Series | /Electronics & Electrical/Electronic Components & Devices/Automation Control Components | http://www.altechcorp.com/power/ | PSC-1012 | http://www.altechcorp.com/PDFS/Splits/PowerSupplies10-11.pdf | http://www.altechcorp.com/GoogleAssets/PowerSupplies/PSC-1012(drawing1).jpg | http://www.altechcorp.com/GoogleAssets/PowerSupplies/PSC-1012(drawing2).jpg | [6 empty] | Feature 1 | Universal AC input (88-264V AC) | Feature 2 | Protections: Short Circuit / Overload / Overvoltage | DC Voltage | 12V | Rated Current | 0.84A | Current Range | 0~0.84A | Ripple & Noise (max) | 100mVp-p | Voltage Range | 88V~264VAC; 124V~370VDC | Efficiency (Typ.) | 81% | Overload Protection | > 102% rated output power | Safety Standards | UL508, TUV EN60950-1:2006+A11, UL1310 NEC class 2 compliant
PSC Compact Class 2 Series | http://www.altechcorp.com/GoogleAssets/PowerSupplies/PSC-1015.jpg | No | Compact Design and Lightweight, Class 2, UL 1310 Recognized, Brown-out protection, 10W to 480W rated power, Universal single phase input, PSC-10 Series | /Electronics & Electrical/Electronic Components & Devices/Automation Control Components | http://www.altechcorp.com/power/ | PSC-1015 | http://www.altechcorp.com/PDFS/Splits/PowerSupplies10-11.pdf | http://www.altechcorp.com/GoogleAssets/PowerSupplies/PSC-1015(drawing1).jpg | http://www.altechcorp.com/GoogleAssets/PowerSupplies/PSC-1015(drawing2).jpg | [6 empty] | Feature 1 | Universal AC input (88-264V AC) | Feature 2 | Protections: Short Circuit / Overload / Overvoltage | DC Voltage | 15V | Rated Current | 0.67A | Current Range | 0~0.67A | Ripple & Noise (max) | 100mVp-p | Voltage Range | 88V~264VAC; 124V~370VDC | Efficiency (Typ.) | 81% | Overload Protection | > 102% rated output power | Safety Standards | UL508, TUV EN60950-1:2006+A11, UL1310 NEC class 2 compliant
PSC Compact Class 2 Series | http://www.altechcorp.com/GoogleAssets/PowerSupplies/PSC-1024.jpg | No | Compact Design and Lightweight, Class 2, UL 1310 Recognized, Brown-out protection, 10W to 480W rated power, Universal single phase input, PSC-10 Series | /Electronics & Electrical/Electronic Components & Devices/Automation Control Components | http://www.altechcorp.com/power/ | PSC-1024 | http://www.altechcorp.com/PDFS/Splits/PowerSupplies10-11.pdf | http://www.altechcorp.com/GoogleAssets/PowerSupplies/PSC-1024(drawing1).jpg | http://www.altechcorp.com/GoogleAssets/PowerSupplies/PSC-1024(drawing2).jpg | [6 empty] | Feature 1 | Universal AC input (88-264V AC) | Feature 2 | Protections: Short Circuit / Overload / Overvoltage | DC Voltage | 24V | Rated Current | 0.42A | Current Range | 0~0.42A | Ripple & Noise (max) | 120mVp-p | Voltage Range | 88V~264VAC; 124V~370VDC | Efficiency (Typ.) | 81% | Overload Protection | > 102% rated output power | Safety Standards | UL508, TUV EN60950-1:2006+A11, UL1310 NEC class 2 compliant
PSC Compact Class 2 Series | http://www.altechcorp.com/GoogleAssets/PowerSupplies/PSC-2012.jpg | No | Compact Design and Lightweight, Class 2, UL 1310 Recognized, Brown-out protection, 10W to 480W rated power, Universal single phase input, PSC-20 Series | /Electronics & Electrical/Electronic Components & Devices/Automation Control Components | http://www.altechcorp.com/power/ | PSC-2012 | http://www.altechcorp.com/PDFS/Splits/PowerSupplies12-13.pdf | http://www.altechcorp.com/GoogleAssets/PowerSupplies/PSC-2012(drawing1).jpg | http://www.altechcorp.com/GoogleAssets/PowerSupplies/PSC-2012(drawing2).jpg | [6 empty] | Feature 1 | Universal AC input (88-264V AC) | Feature 2 | Protections: Short Circuit / Overload / Overvoltage | DC Voltage | 12V | Rated Current | 1.7A | Current Range | 0~1.7A | Ripple & Noise (max) | 100mVp-p | Voltage Range | 88V~264VAC; 124V~370VDC | Efficiency (Typ.) | 83% | Overload Protection | > 105% rated output power | Safety Standards | UL508, TUV EN60950-1:2006+A11, UL1310 NEC class 2 compliant
PSC Compact Class 2 Series | http://www.altechcorp.com/GoogleAssets/PowerSupplies/PSC-2015.jpg | No | Compact Design and Lightweight, Class 2, UL 1310 Recognized, Brown-out protection, 10W to 480W rated power, Universal single phase input, PSC-20 Series | /Electronics & Electrical/Electronic Components & Devices/Automation Control Components | http://www.altechcorp.com/power/ | PSC-2015 | http://www.altechcorp.com/PDFS/Splits/PowerSupplies12-13.pdf | http://www.altechcorp.com/GoogleAssets/PowerSupplies/PSC-2015(drawing1).jpg | http://www.altechcorp.com/GoogleAssets/PowerSupplies/PSC-2015(drawing2).jpg | [6 empty] | Feature 1 | Universal AC input (88-264V AC) | Feature 2 | Protections: Short Circuit / Overload / Overvoltage | DC Voltage | 15V | Rated Current | 1.4A | Current Range | 0~1.4A | Ripple & Noise (max) | 100mVp-p | Voltage Range | 88V~264VAC; 124V~370VDC | Efficiency (Typ.) | 85% | Overload Protection | > 105% rated output power | Safety Standards | UL508, TUV EN60950-1:2006+A11, UL1310 NEC class 2 compliant
PSC Compact Class 2 Series | http://www.altechcorp.com/GoogleAssets/PowerSupplies/PSC-2024.jpg | No | Compact Design and Lightweight, Class 2, UL 1310 Recognized, Brown-out protection, 10W to 480W rated power, Universal single phase input, PSC-20 Series | /Electronics & Electrical/Electronic Components & Devices/Automation Control Components | http://www.altechcorp.com/power/ | PSC-2024 | http://www.altechcorp.com/PDFS/Splits/PowerSupplies12-13.pdf | http://www.altechcorp.com/GoogleAssets/PowerSupplies/PSC-2024(drawing1).jpg | http://www.altechcorp.com/GoogleAssets/PowerSupplies/PSC-2024(drawing2).jpg | [6 empty] | Feature 1 | Universal AC input (88-264V AC) | Feature 2 | Protections: Short Circuit / Overload / Overvoltage | DC Voltage | 24V | Rated Current | 1A | Current Range | 0~1A | Ripple & Noise (max) | 120mVp-p | Voltage Range | 88V~264VAC; 124V~370VDC | Efficiency (Typ.) | 86% | Overload Protection | > 105% rated output power | Safety Standards | UL508, TUV EN60950-1:2006+A11, UL1310 NEC class 2 compliant
PSC Compact Class 2 Series | http://www.altechcorp.com/GoogleAssets/PowerSupplies/PSC-4012.jpg | No | Compact Design and Lightweight, Class 2, UL 1310 Recognized, Brown-out protection, 10W to 480W rated power, Universal single phase input, PSC-40 Series | /Electronics & Electrical/Electronic Components & Devices/Automation Control Components | http://www.altechcorp.com/power/ | PSC-4012 | http://www.altechcorp.com/PDFS/Splits/PowerSupplies14-15.pdf | http://www.altechcorp.com/GoogleAssets/PowerSupplies/PSC-4012(drawing1).jpg | http://www.altechcorp.com/GoogleAssets/PowerSupplies/PSC-4012(drawing2).jpg | [6 empty] | Feature 1 | Universal AC input (88-264V AC) | Feature 2 | Protections: Short Circuit / Overload / Overvoltage | DC Voltage | 12V | Rated Current | 3.4A | Current Range | 0~3.4A | Ripple & Noise (max) | 100mVp-p | Voltage Range | 88V~264VAC; 124V~370VDC | Efficiency (Typ.) | 84% | Overload Protection | > 105% rated output power | Safety Standards | UL508, TUV EN60950-1:2006+A11, UL1310 NEC class 2 compliant
PSC Compact Class 2 Series | http://www.altechcorp.com/GoogleAssets/PowerSupplies/PSC-4015.jpg | No | Compact Design and Lightweight, Class 2, UL 1310 Recognized, Brown-out protection, 10W to 480W rated power, Universal single phase input, PSC-40 Series | /Electronics & Electrical/Electronic Components & Devices/Automation Control Components | http://www.altechcorp.com/power/ | PSC-4015 | http://www.altechcorp.com/PDFS/Splits/PowerSupplies14-15.pdf | http://www.altechcorp.com/GoogleAssets/PowerSupplies/PSC-4015(drawing1).jpg | http://www.altechcorp.com/GoogleAssets/PowerSupplies/PSC-4015(drawing2).jpg | [6 empty] | Feature 1 | Universal AC input (88-264V AC) | Feature 2 | Protections: Short Circuit / Overload / Overvoltage | DC Voltage | 15V | Rated Current | 2.7A | Current Range | 0~2.7A | Ripple & Noise (max) | 100mVp-p | Voltage Range | 88V~264VAC; 124V~370VDC | Efficiency (Typ.) | 84% | Overload Protection | > 105% rated output power | Safety Standards | UL508, TUV EN60950-1:2006+A11, UL1310 NEC class 2 compliant
PSC Compact Class 2 Series | http://www.altechcorp.com/GoogleAssets/PowerSupplies/PSC-4024.jpg | No | Compact Design and Lightweight, Class 2, UL 1310 Recognized, Brown-out protection, 10W to 480W rated power, Universal single phase input, PSC-40 Series | /Electronics & Electrical/Electronic Components & Devices/Automation Control Components | http://www.altechcorp.com/power/ | PSC-4024 | http://www.altechcorp.com/PDFS/Splits/PowerSupplies14-15.pdf | http://www.altechcorp.com/GoogleAssets/PowerSupplies/PSC-4024(drawing1).jpg | http://www.altechcorp.com/GoogleAssets/PowerSupplies/PSC-4024(drawing2).jpg | [6 empty] | Feature 1 | Universal AC input (88-264V AC) | Feature 2 | Protections: Short Circuit / Overload / Overvoltage | DC Voltage | 24V | Rated Current | 1.7A | Current Range | 0~1.7A | Ripple & Noise (max) | 120mVp-p | Voltage Range | 88V~264VAC; 124V~370VDC | Efficiency (Typ.) | 84% | Overload Protection | > 105% rated output power | Safety Standards | UL508, TUV EN60950-1:2006+A11, UL1310 NEC class 2 compliant
PSC Compact Class 2 Series | http://www.altechcorp.com/GoogleAssets/PowerSupplies/PSC-4048.jpg | No | Compact Design and Lightweight, Class 2, UL 1310 Recognized, Brown-out protection, 10W to 480W rated power, Universal single phase input, PSC-40 Series | /Electronics & Electrical/Electronic Components & Devices/Automation Control Components | http://www.altechcorp.com/power/ | PSC-4048 | http://www.altechcorp.com/PDFS/Splits/PowerSupplies14-15.pdf | http://www.altechcorp.com/GoogleAssets/PowerSupplies/PSC-4048(drawing1).jpg | http://www.altechcorp.com/GoogleAssets/PowerSupplies/PSC-4048(drawing2).jpg | [6 empty] | Feature 1 | Universal AC input (88-264V AC) | Feature 2 | Protections: Short Circuit / Overload / Overvoltage | DC Voltage | 48V | Rated Current | 0.85A | Current Range | 0~0.85A | Ripple & Noise (max) | 180mVp-p | Voltage Range | 88V~264VAC; 124V~370VDC | Efficiency (Typ.) | 85% | Overload Protection | > 105% rated output power | Safety Standards | UL508, TUV EN60950-1:2006+A11, UL1310 NEC class 2 compliant
PSC Compact Class 2 Series | http://www.altechcorp.com/GoogleAssets/PowerSupplies/PSC-6012.jpg | No | Compact Design and Lightweight, Class 2, UL 1310 Recognized, Brown-out protection, 10W to 480W rated power, Universal single phase input, PSC-60 Series | /Electronics & Electrical/Electronic Components & Devices/Automation Control Components | http://www.altechcorp.com/power/ | PSC-6012 | http://www.altechcorp.com/PDFS/Splits/PowerSupplies16-17.pdf | http://www.altechcorp.com/GoogleAssets/PowerSupplies/PSC-6012(drawing1).jpg | http://www.altechcorp.com/GoogleAssets/PowerSupplies/PSC-6012(drawing2).jpg | [6 empty] | Feature 1 | Universal AC input (88-264V AC) | Feature 2 | Protections: Short Circuit / Overload / Overvoltage | DC Voltage | 12V | Rated Current | 5A | Current Range | 0~5A | Ripple & Noise (max) | 100mVp-p | Voltage Range | 88V~264VAC; 124V~370VDC | Efficiency (Typ.) | 86% | Overload Protection | >102% rated output power | Safety Standards | UL508, TUV EN60950-1:2006+A11, UL1310 NEC class 2 compliant
PSC Compact Class 2 Series | http://www.altechcorp.com/GoogleAssets/PowerSupplies/PSC-6015.jpg | No | Compact Design and Lightweight, Class 2, UL 1310 Recognized, Brown-out protection, 10W to 480W rated power, Universal single phase input, PSC-60 Series | /Electronics & Electrical/Electronic Components & Devices/Automation Control Components | http://www.altechcorp.com/power/ | PSC-6015 | http://www.altechcorp.com/PDFS/Splits/PowerSupplies16-17.pdf | http://www.altechcorp.com/GoogleAssets/PowerSupplies/PSC-6015(drawing1).jpg | http://www.altechcorp.com/GoogleAssets/PowerSupplies/PSC-6015(drawing2).jpg | [6 empty] | Feature 1 | Universal AC input (88-264V AC) | Feature 2 | Protections: Short Circuit / Overload / Overvoltage | DC Voltage | 15V | Rated Current | 4A | Current Range | 0~4A | Ripple & Noise (max) | 100mVp-p | Voltage Range | 88V~264VAC; 124V~370VDC | Efficiency (Typ.) | 87% | Overload Protection | >102% rated output power | Safety Standards | UL508, TUV EN60950-1:2006+A11, UL1310 NEC class 2 compliant
PSC Compact Class 2 Series | http://www.altechcorp.com/GoogleAssets/PowerSupplies/PSC-6024.jpg | No | Compact Design and Lightweight, Class 2, UL 1310 Recognized, Brown-out protection, 10W to 480W rated power, Universal single phase input, PSC-60 Series | /Electronics & Electrical/Electronic Components & Devices/Automation Control Components | http://www.altechcorp.com/power/ | PSC-6024 | http://www.altechcorp.com/PDFS/Splits/PowerSupplies16-17.pdf | http://www.altechcorp.com/GoogleAssets/PowerSupplies/PSC-6024(drawing1).jpg | http://www.altechcorp.com/GoogleAssets/PowerSupplies/PSC-6024(drawing2).jpg | [6 empty] | Feature 1 | Universal AC input (88-264V AC) | Feature 2 | Protections: Short Circuit / Overload / Overvoltage | DC Voltage | 24V | Rated Current | 2.5A | Current Range | 0~2.5A | Ripple & Noise (max) | 120mVp-p | Voltage Range | 88V~264VAC; 124V~370VDC | Efficiency (Typ.) | 87% | Overload Protection | >102% rated output power | Safety Standards | UL508, TUV EN60950-1:2006+A11, UL1310 NEC class 2 compliant
PSC Compact Class 2 Series | http://www.altechcorp.com/GoogleAssets/PowerSupplies/PSC-6048.jpg | No | Compact Design and Lightweight, Class 2, UL 1310 Recognized, Brown-out protection, 10W to 480W rated power, Universal single phase input, PSC-60 Series | /Electronics & Electrical/Electronic Components & Devices/Automation Control Components | http://www.altechcorp.com/power/ | PSC-6048 | http://www.altechcorp.com/PDFS/Splits/PowerSupplies16-17.pdf | http://www.altechcorp.com/GoogleAssets/PowerSupplies/PSC-6048(drawing1).jpg | http://www.altechcorp.com/GoogleAssets/PowerSupplies/PSC-6048(drawing2).jpg | [6 empty] | Feature 1 | Universal AC input (88-264V AC) | Feature 2 | Protections: Short Circuit / Overload / Overvoltage | DC Voltage | 48V | Rated Current | 1.25A | Current Range | 0~1.25A | Ripple & Noise (max) | 180mVp-p | Voltage Range | 88V~264VAC; 124V~370VDC | Efficiency (Typ.) | 88% | Overload Protection | >102% rated output power | Safety Standards | UL508, TUV EN60950-1:2006+A11, UL1310 NEC class 2 compliant
PSC Compact Class 2 Series | http://www.altechcorp.com/GoogleAssets/PowerSupplies/PSC-9612.jpg | No | Compact Design and Lightweight, Class 2, UL 1310 Recognized, Brown-out protection, 10W to 480W rated power, Universal single phase input, PSC-96 Series | /Electronics & Electrical/Electronic Components & Devices/Automation Control Components | http://www.altechcorp.com/power/ | PSC-9612 | http://www.altechcorp.com/PDFS/Splits/PowerSupplies18-19.pdf | http://www.altechcorp.com/GoogleAssets/PowerSupplies/PSC-9612(drawing1).jpg | http://www.altechcorp.com/GoogleAssets/PowerSupplies/PSC-9612(drawing2).jpg | [6 empty] | Feature 1 | Universal AC input (88-264V AC) | Feature 2 | Protections: Short Circuit / Overload / Overvoltage | DC Voltage | 12V | Rated Current | 7.5A | Current Range | 0~7.5A | Ripple & Noise (max) | 180mVp-p | Voltage Range | 88V~264VAC; 124V~370VDC | Efficiency (Typ.) | 87% | Overload Protection | >102% rated output power | Safety Standards | UL508, TUV EN60950-1:2006+A11, UL1310 NEC class 2 compliant
PSC Compact Class 2 Series | http://www.altechcorp.com/GoogleAssets/PowerSupplies/PSC-9615.jpg | No | Compact Design and Lightweight, Class 2, UL 1310 Recognized, Brown-out protection, 10W to 480W rated power, Universal single phase input, PSC-96 Series | /Electronics & Electrical/Electronic Components & Devices/Automation Control Components | http://www.altechcorp.com/power/ | PSC-9615 | http://www.altechcorp.com/PDFS/Splits/PowerSupplies18-19.pdf | http://www.altechcorp.com/GoogleAssets/PowerSupplies/PSC-9615(drawing1).jpg | http://www.altechcorp.com/GoogleAssets/PowerSupplies/PSC-9615(drawing2).jpg | [6 empty] | Feature 1 | Universal AC input (88-264V AC) | Feature 2 | Protections: Short Circuit / Overload / Overvoltage | DC Voltage | 15V | Rated Current | 6.4A | Current Range | 0~6.4A | Ripple & Noise (max) | 180mVp-p | Voltage Range | 88V~264VAC; 124V~370VDC | Efficiency (Typ.) | 87% | Overload Protection | >102% rated output power | Safety Standards | UL508, TUV EN60950-1:2006+A11, UL1310 NEC class 2 compliant
PSC Compact Class 2 Series | http://www.altechcorp.com/GoogleAssets/PowerSupplies/PSC-9624.jpg | No | Compact Design and Lightweight, Class 2, UL 1310 Recognized, Brown-out protection, 10W to 480W rated power, Universal single phase input, PSC-96 Series | /Electronics & Electrical/Electronic Components & Devices/Automation Control Components | http://www.altechcorp.com/power/ | PSC-9624 | http://www.altechcorp.com/PDFS/Splits/PowerSupplies18-19.pdf | http://www.altechcorp.com/GoogleAssets/PowerSupplies/PSC-9624(drawing1).jpg | http://www.altechcorp.com/GoogleAssets/PowerSupplies/PSC-9624(drawing2).jpg | [6 empty] | Feature 1 | Universal AC input (88-264V AC) | Feature 2 | Protections: Short Circuit / Overload / Overvoltage | DC Voltage | 24V | Rated Current | 4A | Current Range | 0~4A | Ripple & Noise (max) | 180mVp-p | Voltage Range | 88V~264VAC; 124V~370VDC | Efficiency (Typ.) | 87% | Overload Protection | >102% rated output power | Safety Standards | UL508, TUV EN60950-1:2006+A11, UL1310 NEC class 2 compliant
PSC Compact Class 2 Series | http://www.altechcorp.com/GoogleAssets/PowerSupplies/PSC-9648.jpg | No | Compact Design and Lightweight, Class 2, UL 1310 Recognized, Brown-out protection, 10W to 480W rated power, Universal single phase input, PSC-96 Series | /Electronics & Electrical/Electronic Components & Devices/Automation Control Components | http://www.altechcorp.com/power/ | PSC-9648 | http://www.altechcorp.com/PDFS/Splits/PowerSupplies18-19.pdf | http://www.altechcorp.com/GoogleAssets/PowerSupplies/PSC-9648(drawing1).jpg | http://www.altechcorp.com/GoogleAssets/PowerSupplies/PSC-9648(drawing2).jpg | [6 empty] | Feature 1 | Universal AC input (88-264V AC) | Feature 2 | Protections: Short Circuit / Overload / Overvoltage | DC Voltage | 48V | Rated Current | 2A | Current Range | 0~2A | Ripple & Noise (max) | 250mVp-p | Voltage Range | 88V~264VAC; 124V~370VDC | Efficiency (Typ.) | 87% | Overload Protection | >102% rated output power | Safety Standards | UL508, TUV EN60950-1:2006+A11, UL1310 NEC class 2 compliant
PSC Compact Class 2 Series | http://www.altechcorp.com/GoogleAssets/PowerSupplies/PSC-15124.jpg | No | Compact Design and Lightweight, Class 2, UL 1310 Recognized, Brown-out protection, 10W to 480W rated power, Universal single phase input, PSC-151 Series | /Electronics & Electrical/Electronic Components & Devices/Automation Control Components | http://www.altechcorp.com/power/ | PSC-15124 | http://www.altechcorp.com/PDFS/Splits/PowerSupplies22-23.pdf | http://www.altechcorp.com/GoogleAssets/PowerSupplies/PSC-15124(drawing1).jpg | http://www.altechcorp.com/GoogleAssets/PowerSupplies/PSC-15124(drawing2).jpg | [6 empty] | Feature 1 | Universal AC input (88-264V AC) | Feature 2 | Installed on DIN rail TS-35 / 7.5 or 15 | DC Voltage | 24V | Rated Current | 6.3A | Current Range | 0~6.3A | Ripple & Noise (max) | 240mVp-p | Voltage Range | 88~264VAC; 124~373VDC | Efficiency (Typ.) | 87% | Overload Protection | Normally works within 105% ~ 150% rated output power for more than 3 sec and then shutdown O/P voltage with outo-recovery, > 150% rated power or short circuit is constant currant limiting, if o/p drop to 40% rating output then shutdown and auto-recover 5 time, if fail condition not remove in this 5 time, the system will be shutdown and re-power on to recover | Safety Standards | UL 508 / TUV EN 60950-1
PSC Compact Class 2 Series | http://www.altechcorp.com/GoogleAssets/PowerSupplies/PSC-15148.jpg | No | Compact Design and Lightweight, Class 2, UL 1310 Recognized, Brown-out protection, 10W to 480W rated power, Universal single phase input, PSC-151 Series | /Electronics & Electrical/Electronic Components & Devices/Automation Control Components | http://www.altechcorp.com/power/ | PSC-15148 | http://www.altechcorp.com/PDFS/Splits/PowerSupplies22-23.pdf | http://www.altechcorp.com/GoogleAssets/PowerSupplies/PSC-15148(drawing1).jpg | http://www.altechcorp.com/GoogleAssets/PowerSupplies/PSC-15148(drawing2).jpg | [6 empty] | Feature 1 | Universal AC input (88-264V AC) | Feature 2 | Installed on DIN rail TS-35 / 7.5 or 15 | DC Voltage | 48V | Rated Current | 3.2A | Current Range | 0~3.2A | Ripple & Noise (max) | 480mVp-p | Voltage Range | 88~264VAC; 124~373VDC | Efficiency (Typ.) | 87% | Overload Protection | Normally works within 105% ~ 150% rated output power for more than 3 sec and then shutdown O/P voltage with outo-recovery, > 150% rated power or short circuit is constant currant limiting, if o/p drop to 40% rating output then shutdown and auto-recover 5 time, if fail condition not remove in this 5 time, the system will be shutdown and re-power on to recover | Safety Standards | UL 508 / TUV EN 60950-1
PSC Compact Class 2 Series | http://www.altechcorp.com/GoogleAssets/PowerSupplies/PSC-24124.jpg | No | Compact Design and Lightweight, Class 2, UL 1310 Recognized, Brown-out protection, 10W to 480W rated power, Universal single phase input, PSC-241 Series | /Electronics & Electrical/Electronic Components & Devices/Automation Control Components | http://www.altechcorp.com/power/ | PSC-24124 | http://www.altechcorp.com/PDFS/Splits/PowerSupplies26-27.pdf | http://www.altechcorp.com/GoogleAssets/PowerSupplies/PSC-24124(drawing1).jpg | http://www.altechcorp.com/GoogleAssets/PowerSupplies/PSC-24124(drawing2).jpg | [6 empty] | Feature 1 | Universal AC input (88-264V AC) | Feature 2 | High efficiency 92% and low power dissipation | DC Voltage | 24V | Rated Current | 10A | Current Range | 0~10A | Ripple & Noise (max) | 150mVp-p | Voltage Range | 88~264VAC; 124~373VDC | Efficiency (Typ.) | 91% | Overload Protection | >150% rated power or short circuit is constant current current limiting if o/p drop to 40% rating output voltage then shutdown and auto-recover 5 time, if fail condition not remove in this 5 time, the shutdown and re-power on to recover. | Safety Standards | UL 508 / TUV EN 60950-1
PSC Compact Class 2 Series | http://www.altechcorp.com/GoogleAssets/PowerSupplies/PSC-24148.jpg | No | Compact Design and Lightweight, Class 2, UL 1310 Recognized, Brown-out protection, 10W to 480W rated power, Universal single phase input, PSC-241 Series | /Electronics & Electrical/Electronic Components & Devices/Automation Control Components | http://www.altechcorp.com/power/ | PSC-24148 | http://www.altechcorp.com/PDFS/Splits/PowerSupplies26-27.pdf | http://www.altechcorp.com/GoogleAssets/PowerSupplies/PSC-24148(drawing1).jpg | http://www.altechcorp.com/GoogleAssets/PowerSupplies/PSC-24148(drawing2).jpg | [6 empty] | Feature 1 | Universal AC input (88-264V AC) | Feature 2 | Installed on DIN rail TS-35 / 7.5 or 15 | DC Voltage | 48V | Rated Current | 5A | Current Range | 0~5A | Ripple & Noise (max) | 300mVp-p | Voltage Range | 88~264VAC; 124~373VDC | Efficiency (Typ.) | 92% | Overload Protection | >150% rated power or short circuit is constant current current limiting if o/p drop to 40% rating output voltage then shutdown and auto-recover 5 time, if fail condition not remove in this 5 time, the shutdown and re-power on to recover. | Safety Standards | UL 508 / TUV EN 60950-1
PSC Compact Class 2 Series | http://www.altechcorp.com/GoogleAssets/PowerSupplies/PSC-48124.jpg | No | Compact Design and Lightweight, Class 2, UL 1310 Recognized, Brown-out protection, 10W to 480W rated power, Universal single phase input, PSC-481 Series | /Electronics & Electrical/Electronic Components & Devices/Automation Control Components | http://www.altechcorp.com/power/ | PSC-48124 | http://www.altechcorp.com/PDFS/Splits/PowerSupplies30-31.pdf | http://www.altechcorp.com/GoogleAssets/PowerSupplies/PSC-48124(drawing1).jpg | http://www.altechcorp.com/GoogleAssets/PowerSupplies/PSC-48124(drawing2).jpg | [6 empty] | Feature 1 | Universal AC input (88-264V AC) | Feature 2 | Installed on DIN rail TS-35 / 7.5 or 15 | DC Voltage | 24V | Rated Current | 20A | Current Range | 0~20A | Ripple & Noise (max) | 240mVp-p | Voltage Range | 88~264VAC; 124~373VDC | Efficiency (Typ.) | 93% | Overload Protection | Hiccup mode: when the output power is within 105% ~ 150% for more than 3secs. Constant current limit:> 150% rated power / short circuit Auto-recovery: If O/P drop to 40% of rated output voltage , PSU will shut down and auto-recover 5times (if fault condition remains 5 times recovery, PSU will . User must re-power on to recover) | Safety Standards | UL 508 / TUV EN 60950-1
PSC Compact Class 2 Series | http://www.altechcorp.com/GoogleAssets/PowerSupplies/PSC-48148.jpg | No | Compact Design and Lightweight, Class 2, UL 1310 Recognized, Brown-out protection, 10W to 480W rated power, Universal single phase input, PSC-481 Series | /Electronics & Electrical/Electronic Components & Devices/Automation Control Components | http://www.altechcorp.com/power/ | PSC-48148 | http://www.altechcorp.com/PDFS/Splits/PowerSupplies30-31.pdf | http://www.altechcorp.com/GoogleAssets/PowerSupplies/PSC-48148(drawing1).jpg | http://www.altechcorp.com/GoogleAssets/PowerSupplies/PSC-48148(drawing2).jpg | [6 empty] | Feature 1 | Universal AC input (88-264V AC) | Feature 2 | Installed on DIN rail TS-35 / 7.5 or 15 | DC Voltage | 48V | Rated Current | 10A | Current Range | 0~10A | Ripple & Noise (max) | 480mVp-p | Voltage Range | 88~264VAC; 124~373VDC | Efficiency (Typ.) | 94% | Overload Protection | Hiccup mode: when the output power is within 105% ~ 150% for more than 3secs. Constant current limit:> 150% rated power / short circuit Auto-recovery: If O/P drop to 40% of rated output voltage , PSU will shut down and auto-recover 5times (if fault condition remains 5 times recovery, PSU will . User must re-power on to recover) | Safety Standards | UL 508 / TUV EN 60950-1
PSC Compact Class 2 Series | http://www.altechcorp.com/GoogleAssets/PowerSupplies/PS-RDN20.jpg | No | Compact Design and Lightweight, Class 2, UL 1310 Recognized, Brown-out protection, 10W to 480W rated power, Universal single phase input, PSC-RM20 | /Electronics & Electrical/Electronic Components & Devices/Automation Control Components | http://www.altechcorp.com/power/ | PS-RDN20 | http://www.altechcorp.com/PDFS/Splits/PowerSupplies34-35.pdf | http://www.altechcorp.com/GoogleAssets/PowerSupplies/PS-RDN20(drawing1).jpg | http://www.altechcorp.com/GoogleAssets/PowerSupplies/PS-RDN20(drawing2).jpg | [6 empty] | Feature 1 | Suitable for redundant operation of 24V system | Feature 2 | Installed on DIN rail TS-35 / 7.5 or 15 | Reverse Voltage (max.) | 30V | Output Current (max.) | 20V | Input Voltage Range | 21~28V
PSA Flex Series (1 Phase) | http://www.altechcorp.com/GoogleAssets/PowerSupplies/PSA-12024.jpg | No | Flex power, solid metal housing, UL listed, 120W to 600W rated power, High efficiency with Boost Power, Single phase input, PSA-120 Series (1 Phase) | /Electronics & Electrical/Electronic Components & Devices/Automation Control Components | http://www.altechcorp.com/power/ | PSA-12024 | http://www.altechcorp.com/PDFS/Splits/PowerSupplies40-41.pdf | http://www.altechcorp.com/GoogleAssets/PowerSupplies/PSA-12024(drawing1).jpg | http://www.altechcorp.com/GoogleAssets/PowerSupplies/PSA-12024(drawing2).jpg | [6 empty] | Feature 1 | Multiple overload/ short circuit protection modes | Feature 2 | Efficiency above 91% | DC Voltage | 24V | Rated Current | 5A | Current Range | 0-5A | Ripple & Noise (max) | 100mVp-p | Voltage Range | 90-135V AC / 180 -264V AC switch select | Efficiency (Typ.) | >91% | Overload Protection | In (60°C) x1.53≥ 3min. | Safety Standards | UL508 Listed, IEC /EN 60950, EN 50178, IEC/EN 60950, EN 60950-1, PELV EN 60204-1
PSA Flex Series (1 Phase) | http://www.altechcorp.com/GoogleAssets/PowerSupplies/PSA-18024.jpg | No | Flex power, solid metal housing, UL listed, 120W to 600W rated power, High efficiency with Boost Power, Single phase input, PSA-180 Series (1 Phase) | /Electronics & Electrical/Electronic Components & Devices/Automation Control Components | http://www.altechcorp.com/power/ | PSA-18024 | http://www.altechcorp.com/PDFS/Splits/PowerSupplies42-43.pdf | http://www.altechcorp.com/GoogleAssets/PowerSupplies/PSA-18024(drawing1).jpg | http://www.altechcorp.com/GoogleAssets/PowerSupplies/PSA-18024(drawing2).jpg | [6 empty] | Feature 1 | Multiple overload/ short circuit protection modes | Feature 2 | Efficiency above 91% | DC Voltage | 24V | Rated Current | 7.5A | Current Range | 0-7.5A | Ripple & Noise (max) | 100mVp-p | Voltage Range | 90-135V AC / 180 -264V AC switch select | Efficiency (Typ.) | >91% | Overload Protection | In (60°C) x1.53≥ 3min. | Safety Standards | UL508 Listed, IEC /EN 60950, EN 50178, IEC/EN 60950, EN 60950-1, PELV EN 60204-1
PSA Flex Series (1 Phase) | http://www.altechcorp.com/GoogleAssets/PowerSupplies/PSA-36024.jpg | No | Flex power, solid metal housing, UL listed, 120W to 600W rated power, High efficiency with Boost Power, Single phase input, PSA-360 Series (1 Phase) | /Electronics & Electrical/Electronic Components & Devices/Automation Control Components | http://www.altechcorp.com/power/ | PSA-36024 | http://www.altechcorp.com/PDFS/Splits/PowerSupplies44-45.pdf | http://www.altechcorp.com/GoogleAssets/PowerSupplies/PSA-36024(drawing1).jpg | http://www.altechcorp.com/GoogleAssets/PowerSupplies/PSA-36024(drawing2).jpg | [6 empty] | Feature 1 | Multiple overload/ short circuit protection modes | Feature 2 | Efficiency above 91% | DC Voltage | 24V | Rated Current | 14A | Current Range | 0-14A | Ripple & Noise (max) | 80mVp-p | Voltage Range | 90-135V AC / 180 -264V AC switch select | Efficiency (Typ.) | >91% | Overload Protection | In (60°C) x1.53≥ 3min. Current Max. Overload @ 4Vdc (permanent) Imax= In (60°) x (1.8 - 2.2) | Safety Standards | UL 508 Listed IEC/EN 60950, EN 50178, IEC/EN 60950, EN60950-1, PELV EN 60204-1
PSA Flex Series (1 Phase) | http://www.altechcorp.com/GoogleAssets/PowerSupplies/PSA-60024.jpg | No | Flex power, solid metal housing, UL listed, 120W to 600W rated power, High efficiency with Boost Power, Single phase input, PSA-600 Series (1 Phase) | /Electronics & Electrical/Electronic Components & Devices/Automation Control Components | http://www.altechcorp.com/power/ | PSA-60024 | http://www.altechcorp.com/PDFS/Splits/PowerSupplies46-47.pdf | http://www.altechcorp.com/GoogleAssets/PowerSupplies/PSA-60024(drawing1).jpg | http://www.altechcorp.com/GoogleAssets/PowerSupplies/PSA-60024(drawing2).jpg | [6 empty] | Feature 1 | Multiple overload/ short circuit protection modes | Feature 2 | Efficiency above 92% | DC Voltage | 24V | Rated Current | 25V | Current Range | 0-25A | Ripple & Noise (max) | 100mVp-p | Voltage Range | 90-135V AC / 180 -264V AC switch select | Efficiency (Typ.) | >91% | Overload Protection | In (60°C) x1.53≥ 3min. Current Max. Overload @ 4Vdc (permanent) Imax= In (60°) x (1.8 - 2.2) | Safety Standards | UL 508 Listed IEC/EN 60950, EN 50178, IEC/EN 60950, EN60950-1, PELV EN 60204-1
PSB Flex Series 2&3 Phase | http://www.altechcorp.com/GoogleAssets/PowerSupplies/PSB-12024.jpg | No | Flex power, solid metal housing, UL 508 listed, 120 to 600 W rated power, High efficiency with Boost Power, Two and Three Phase Input PSB-120 Series (2 Phase) | /Electronics & Electrical/Electronic Components & Devices/Automation Control Components | http://www.altechcorp.com/power/ | PSB-12024 | http://www.altechcorp.com/PDFS/Splits/PowerSupplies50-51.pdf | http://www.altechcorp.com/GoogleAssets/PowerSupplies/PSB-12024(drawing1).jpg | http://www.altechcorp.com/GoogleAssets/PowerSupplies/PSB-12024(drawing2).jpg | [6 empty] | Feature 1 | Multiple overload/ short circuit protection modes | Feature 2 | Efficiency above 91% | DC Voltage | 24V | Rated Current | 5A | Current Range | 0-5A | Ripple & Noise (max) | 100mVp-p | Voltage Range | 187-264V AC / 330 - 550V AC by switch | Efficiency (Typ.) | >91% | Overload Protection | In (60°C) x1.53≥ 3min. Current Max. Overload @ 4Vdc (permanent) Imax= In (60°) x (1.8 - 2.2) | Safety Standards | UL508 approved, IEC/EN 60950, EN 50178, IEC/EN 60950, EN60950-1, PELV EN 60204-1
PSB Flex Series 2&3 Phase | http://www.altechcorp.com/GoogleAssets/PowerSupplies/PSB-18024.jpg | No | Flex power, solid metal housing, UL 508 listed, 120 to 600 W rated power, High efficiency with Boost Power, Two and Three Phase Input PSB-180 Series (2 Phase) | /Electronics & Electrical/Electronic Components & Devices/Automation Control Components | http://www.altechcorp.com/power/ | PSB-18024 | http://www.altechcorp.com/PDFS/Splits/PowerSupplies52-53.pdf | http://www.altechcorp.com/GoogleAssets/PowerSupplies/PSB-18024(drawing1).jpg | http://www.altechcorp.com/GoogleAssets/PowerSupplies/PSB-18024(drawing2).jpg | [6 empty] | Feature 1 | Multiple overload/ short circuit protection modes | Feature 2 | Efficiency above 91% | DC Voltage | 24V | Rated Current | 7.5A | Current Range | 0-7.5A | Ripple & Noise (max) | 100mVp-p | Voltage Range | 187-264V AC / 330 - 550V AC by switch | Efficiency (Typ.) | >91% | Overload Protection | In (60°C) x1.53≥ 3min. Current Max. Overload @ 4Vdc (permanent) Imax= In (60°) x (1.8 - 2.2) | Safety Standards | UL508 approved, IEC/EN 60950, EN 50178, IEC/EN 60950, EN60950-1, PELV EN 60204-1
PSB Flex Series 2&3 Phase | http://www.altechcorp.com/GoogleAssets/PowerSupplies/PSB-36024.jpg | No | Flex power, solid metal housing, UL 508 listed, 120 to 600 W rated power, High efficiency with Boost Power, Two and Three Phase Input PSB-360 Series (2 Phase) | /Electronics & Electrical/Electronic Components & Devices/Automation Control Components | http://www.altechcorp.com/power/ | PSB-36024 | http://www.altechcorp.com/PDFS/Splits/PowerSupplies54-55.pdf | http://www.altechcorp.com/GoogleAssets/PowerSupplies/PSB-36024(drawing1).jpg | http://www.altechcorp.com/GoogleAssets/PowerSupplies/PSB-36024(drawing2).jpg | [6 empty] | Feature 1 | Multiple overload/ short circuit protection modes | Feature 2 | Efficiency above 91% | DC Voltage | 24V | Rated Current | 14A | Current Range | Refer to Drawing | Ripple & Noise (max) | 100mVp-p | Voltage Range | 187-264V AC / 330 - 550V AC by switch | Efficiency (Typ.) | >91% | Overload Protection | In (60°C) x1.53≥ 3min. Current Max. Overload @ 4Vdc (permanent) Imax= In (60°) x (1.8 - 2.2) | Safety Standards | UL508 approved, IEC/EN 60950, EN 50178, IEC/EN 60950, EN60950-1, PELV EN 60204-1
PSB Flex Series 2&3 Phase | http://www.altechcorp.com/GoogleAssets/PowerSupplies/PSB-60024.jpg | No | Flex power, solid metal housing, UL 508 listed, 120 to 600 W rated power, High efficiency with Boost Power, Two and Three Phase Input PSB-600 Series (3 Phase) | /Electronics & Electrical/Electronic Components & Devices/Automation Control Components | http://www.altechcorp.com/power/ | PSB-60024 | http://www.altechcorp.com/PDFS/Splits/PowerSupplies56-57.pdf | http://www.altechcorp.com/GoogleAssets/PowerSupplies/PSB-60024(drawing1).jpg | http://www.altechcorp.com/GoogleAssets/PowerSupplies/PSB-60024(drawing2).jpg | [6 empty] | Feature 1 | Multiple overload/ short circuit protection modes | Feature 2 | Efficiency above 92% | DC Voltage | 24V | Rated Current | 25A | Current Range | Refer to Drawing | Ripple & Noise (max) | 100mVp-p | Voltage Range | 330-550V AC | Efficiency (Typ.) | >92% | Overload Protection | In (60°C) x1.53≥ 3min. Current Max. Overload @ 4Vdc (permanent) Imax= In (60°) x (1.8 - 2.2) | Safety Standards | UL508 approved, IEC/EN 60950, EN 50178, IEC/EN 60950, EN60950-1, PELV EN 60204-1
PS-S Slim line Series | http://www.altechcorp.com/GoogleAssets/PowerSupplies/PS-S1005.jpg | No | Slim Line Design, plasic housing, UL 508 listed, DC OK contact, 10W to 100W rated power, Universal single phase input, PS-S10 Series | /Electronics & Electrical/Electronic Components & Devices/Automation Control Components | http://www.altechcorp.com/power/ | PS-S1005 | http://www.altechcorp.com/PDFS/Splits/PowerSupplies62-63.pdf | http://www.altechcorp.com/GoogleAssets/PowerSupplies/PS-S1005(drawing1).jpg | http://www.altechcorp.com/GoogleAssets/PowerSupplies/PS-S1005(drawing2).jpg | [6 empty] | Feature 1 | Universal AC input / full range | Feature 2 | Protections: Short Circuit / Overload / Overvoltage | DC Voltage | 5V | Rated Current | 2A | Current Range | 0~2A | Ripple & Noise (max) | 80mVp-p | Voltage Range | 85~264VAC; 120~370VDC | Efficiency (Typ.) | 77% | Overload Protection | Above 105% rated output power | Safety Standards | UL508 EN60950-1 compliant
PS-S Slim line Series | http://www.altechcorp.com/GoogleAssets/PowerSupplies/PS-S1012.jpg | No | Slim Line Design, plasic housing, UL 508 listed, DC OK contact, 10W to 100W rated power, Universal single phase input, PS-S10 Series | /Electronics & Electrical/Electronic Components & Devices/Automation Control Components | http://www.altechcorp.com/power/ | PS-S1012 | http://www.altechcorp.com/PDFS/Splits/PowerSupplies62-63.pdf | http://www.altechcorp.com/GoogleAssets/PowerSupplies/PS-S1012(drawing1).jpg | http://www.altechcorp.com/GoogleAssets/PowerSupplies/PS-S1012(drawing2).jpg | [6 empty] | Feature 1 | Universal AC input / full range | Feature 2 | Protections: Short Circuit / Overload / Overvoltage | DC Voltage | 12V | Rated Current | 0.84A | Current Range | 0~0.84A | Ripple & Noise (max) | 120mVp-p | Voltage Range | 85~264VAC; 120~370VDC | Efficiency (Typ.) | 81% | Overload Protection | Above 105% rated output power | Safety Standards | UL508 EN60950-1 compliant
PS-S Slim line Series | http://www.altechcorp.com/GoogleAssets/PowerSupplies/PS-S1015.jpg | No | Slim Line Design, plasic housing, UL 508 listed, DC OK contact, 10W to 100W rated power, Universal single phase input, PS-S10 Series | /Electronics & Electrical/Electronic Components & Devices/Automation Control Components | http://www.altechcorp.com/power/ | PS-S1015 | http://www.altechcorp.com/PDFS/Splits/PowerSupplies62-63.pdf | http://www.altechcorp.com/GoogleAssets/PowerSupplies/PS-S1015(drawing1).jpg | http://www.altechcorp.com/GoogleAssets/PowerSupplies/PS-S1015(drawing2).jpg | [6 empty] | Feature 1 | Universal AC input / full range | Feature 2 | Protections: Short Circuit / Overload / Overvoltage | DC Voltage | 24V | Rated Current | 0.67A | Current Range | 0~0.67A | Ripple & Noise (max) | 120mVp-p | Voltage Range | 85~264VAC; 120~370VDC | Efficiency (Typ.) | 81% | Overload Protection | Above 105% rated output power | Safety Standards | UL508 EN60950-1 compliant
PS-S Slim line Series | http://www.altechcorp.com/GoogleAssets/PowerSupplies/PS-S1024.jpg | No | Slim Line Design, plasic housing, UL 508 listed, DC OK contact, 10W to 100W rated power, Universal single phase input, PS-S10 Series | /Electronics & Electrical/Electronic Components & Devices/Automation Control Components | http://www.altechcorp.com/power/ | PS-S1024 | http://www.altechcorp.com/PDFS/Splits/PowerSupplies62-63.pdf | http://www.altechcorp.com/GoogleAssets/PowerSupplies/PS-S1024(drawing1).jpg | http://www.altechcorp.com/GoogleAssets/PowerSupplies/PS-S1024(drawing2).jpg | [6 empty] | Feature 1 | Universal AC input / full range | Feature 2 | Protections: Short Circuit / Overload / Overvoltage | DC Voltage | 48V | Rated Current | 0.42A | Current Range | 0~0.42A | Ripple & Noise (max) | 150mVp-p | Voltage Range | 85~264VAC; 120~370VDC | Efficiency (Typ.) | 84% | Overload Protection | Above 105% rated output power | Safety Standards | UL508 EN60950-1 compliant
PS-S Slim line Series | http://www.altechcorp.com/GoogleAssets/PowerSupplies/PS-S2005.jpg | No | Slim Line Design, plasic housing, UL 508 listed, DC OK contact, 10W to 100W rated power, Universal single phase input, PS-S20 Series | /Electronics & Electrical/Electronic Components & Devices/Automation Control Components | http://www.altechcorp.com/power/ | PS-S2005 | http://www.altechcorp.com/PDFS/Splits/PowerSupplies64-65.pdf | http://www.altechcorp.com/GoogleAssets/PowerSupplies/PS-S2005(drawing1).jpg | http://www.altechcorp.com/GoogleAssets/PowerSupplies/PS-S2005(drawing2).jpg | [6 empty] | Feature 1 | Universal AC input / full range | Feature 2 | Protections: Short Circuit / Overload / Overvoltage | DC Voltage | 5V | Rated Current | 3A | Current Range | 0~3A | Ripple & Noise (max) | 80mVp-p | Voltage Range | 85~264VAC; 120~370VDC | Efficiency (Typ.) | 76% | Overload Protection | 105% ~ 160% rated output power | Safety Standards | UL508 EN60950-1 compliant
PS-S Slim line Series | http://www.altechcorp.com/GoogleAssets/PowerSupplies/PS-S2012.jpg | No | Slim Line Design, plasic housing, UL 508 listed, DC OK contact, 10W to 100W rated power, Universal single phase input, PS-S20 Series | /Electronics & Electrical/Electronic Components & Devices/Automation Control Components | http://www.altechcorp.com/power/ | PS-S2012 | http://www.altechcorp.com/PDFS/Splits/PowerSupplies64-65.pdf | http://www.altechcorp.com/GoogleAssets/PowerSupplies/PS-S2012(drawing1).jpg | http://www.altechcorp.com/GoogleAssets/PowerSupplies/PS-S2012(drawing2).jpg | [6 empty] | Feature 1 | Universal AC input / full range | Feature 2 | Protections: Short Circuit / Overload / Overvoltage | DC Voltage | 12V | Rated Current | 1.67A | Current Range | 0~1.67A | Ripple & Noise (max) | 120mVp-p | Voltage Range | 85~264VAC; 120~370VDC | Efficiency (Typ.) | 80% | Overload Protection | 105% ~ 160% rated output power | Safety Standards | UL508 EN60950-1 compliant
PS-S Slim line Series | http://www.altechcorp.com/GoogleAssets/PowerSupplies/PS-S2015.jpg | No | Slim Line Design, plasic housing, UL 508 listed, DC OK contact, 10W to 100W rated power, Universal single phase input, PS-S20 Series | /Electronics & Electrical/Electronic Components & Devices/Automation Control Components | http://www.altechcorp.com/power/ | PS-S2015 | http://www.altechcorp.com/PDFS/Splits/PowerSupplies64-65.pdf | http://www.altechcorp.com/GoogleAssets/PowerSupplies/PS-S2015(drawing1).jpg | http://www.altechcorp.com/GoogleAssets/PowerSupplies/PS-S2015(drawing2).jpg | [6 empty] | Feature 1 | Universal AC input / full range | Feature 2 | Protections: Short Circuit / Overload / Overvoltage | DC Voltage | 24V | Rated Current | 1.34A | Current Range | 0~1.34A | Ripple & Noise (max) | 120mVp-p | Voltage Range | 85~264VAC; 120~370VDC | Efficiency (Typ.) | 81% | Overload Protection | 105% ~ 160% rated output power | Safety Standards | UL508 EN60950-1 compliant
PS-S Slim line Series | http://www.altechcorp.com/GoogleAssets/PowerSupplies/PS-S2024.jpg | No | Slim Line Design, plasic housing, UL 508 listed, DC OK contact, 10W to 100W rated power, Universal single phase input, PS-S20 Series | /Electronics & Electrical/Electronic Components & Devices/Automation Control Components | http://www.altechcorp.com/power/ | PS-S2024 | http://www.altechcorp.com/PDFS/Splits/PowerSupplies64-65.pdf | http://www.altechcorp.com/GoogleAssets/PowerSupplies/PS-S2024(drawing1).jpg | http://www.altechcorp.com/GoogleAssets/PowerSupplies/PS-S2024(drawing2).jpg | [6 empty] | Feature 1 | Universal AC input / full range | Feature 2 | Protections: Short Circuit / Overload / Overvoltage | DC Voltage | 48V | Rated Current | 1A | Current Range | 0~1A | Ripple & Noise (max) | 150mVp-p | Voltage Range | 85~264VAC; 120~370VDC | Efficiency (Typ.) | 84% | Overload Protection | 105% ~ 160% rated output power | Safety Standards | UL508 EN60950-1 compliant
PS-S Slim line Series | http://www.altechcorp.com/GoogleAssets/PowerSupplies/PS-S4005.jpg | No | Slim Line Design, plasic housing, UL 508 listed, DC OK contact, 10W to 100W rated power, Universal single phase input, PS-S40 Series | /Electronics & Electrical/Electronic Components & Devices/Automation Control Components | http://www.altechcorp.com/power/ | PS-S4005 | http://www.altechcorp.com/PDFS/Splits/PowerSupplies66-67.pdf | http://www.altechcorp.com/GoogleAssets/PowerSupplies/PS-S4005(drawing1).jpg | http://www.altechcorp.com/GoogleAssets/PowerSupplies/PS-S4005(drawing2).jpg | [6 empty] | Feature 1 | Universal AC input / full range | Feature 2 | Protections: Short Circuit / Overload / Overvoltage | DC Voltage | 5V | Rated Current | 6V | Current Range | 0~6A | Ripple & Noise (max) | 80mVp-p | Voltage Range | 85~264VAC; 120~370VDC | Efficiency (Typ.) | 78% | Overload Protection | 105%~150% rated output power | Safety Standards | UL508 EN60950-1 compliant
PS-S Slim line Series | http://www.altechcorp.com/GoogleAssets/PowerSupplies/PS-S4012.jpg | No | Slim Line Design, plasic housing, UL 508 listed, DC OK contact, 10W to 100W rated power, Universal single phase input, PS-S40 Series | /Electronics & Electrical/Electronic Components & Devices/Automation Control Components | http://www.altechcorp.com/power/ | PS-S4012 | http://www.altechcorp.com/PDFS/Splits/PowerSupplies66-67.pdf | http://www.altechcorp.com/GoogleAssets/PowerSupplies/PS-S4012(drawing1).jpg | http://www.altechcorp.com/GoogleAssets/PowerSupplies/PS-S4012(drawing2).jpg | [6 empty] | Feature 1 | Universal AC input / full range | Feature 2 | Protections: Short Circuit / Overload / Overvoltage | DC Voltage | 12V | Rated Current | 3.33A | Current Range | 03.33A | Ripple & Noise (max) | 120mVp-p | Voltage Range | 85~264VAC; 120~370VDC | Efficiency (Typ.) | 86% | Overload Protection | 105%~150% rated output power | Safety Standards | UL508 EN60950-1 compliant
PS-S Slim line Series | http://www.altechcorp.com/GoogleAssets/PowerSupplies/PS-S4024.jpg | No | Slim Line Design, plasic housing, UL 508 listed, DC OK contact, 10W to 100W rated power, Universal single phase input, PS-S40 Series | /Electronics & Electrical/Electronic Components & Devices/Automation Control Components | http://www.altechcorp.com/power/ | PS-S4024 | http://www.altechcorp.com/PDFS/Splits/PowerSupplies66-67.pdf | http://www.altechcorp.com/GoogleAssets/PowerSupplies/PS-S4024(drawing1).jpg | http://www.altechcorp.com/GoogleAssets/PowerSupplies/PS-S4024(drawing2).jpg | [6 empty] | Feature 1 | Universal AC input / full range | Feature 2 | Protections: Short Circuit / Overload / Overvoltage | DC Voltage | 24V | Rated Current | 1.7A | Current Range | 0~1.7A | Ripple & Noise (max) | 150mVp-p | Voltage Range | 85~264VAC; 120~370VDC | Efficiency (Typ.) | 88% | Overload Protection | 105%~150% rated output power | Safety Standards | UL508 EN60950-1 compliant
PS-S Slim line Series | http://www.altechcorp.com/GoogleAssets/PowerSupplies/PS-S4048.jpg | No | Slim Line Design, plasic housing, UL 508 listed, DC OK contact, 10W to 100W rated power, Universal single phase input, PS-S40 Series | /Electronics & Electrical/Electronic Components & Devices/Automation Control Components | http://www.altechcorp.com/power/ | PS-S4048 | http://www.altechcorp.com/PDFS/Splits/PowerSupplies66-67.pdf | http://www.altechcorp.com/GoogleAssets/PowerSupplies/PS-S4048(drawing1).jpg | http://www.altechcorp.com/GoogleAssets/PowerSupplies/PS-S4048(drawing2).jpg | [6 empty] | Feature 1 | Universal AC input / full range | Feature 2 | Protections: Short Circuit / Overload / Overvoltage | DC Voltage | 48V | Rated Current | 0.83A | Current Range | 0~0.83A | Ripple & Noise (max) | 200mVp-p | Voltage Range | 85~264VAC; 120~370VDC | Efficiency (Typ.) | 88% | Overload Protection | 105%~150% rated output power | Safety Standards | UL508 EN60950-1 compliant
PS-S Slim line Series | http://www.altechcorp.com/GoogleAssets/PowerSupplies/PS-S6005.jpg | No | Slim Line Design, plasic housing, UL 508 listed, DC OK contact, 10W to 100W rated power, Universal single phase input, PS-S60 Series | /Electronics & Electrical/Electronic Components & Devices/Automation Control Components | http://www.altechcorp.com/power/ | PS-S6005 | http://www.altechcorp.com/PDFS/Splits/PowerSupplies68-69.pdf | http://www.altechcorp.com/GoogleAssets/PowerSupplies/PS-S6005(drawing1).jpg | http://www.altechcorp.com/GoogleAssets/PowerSupplies/PS-S6005(drawing2).jpg | [6 empty] | Feature 1 | Universal AC input / full range | Feature 2 | Protections: Short Circuit / Overload / Overvoltage | DC Voltage | 5V | Rated Current | 10A | Current Range | 0~10A | Noise (max) | 80mVp-p | Voltage Range | 85~264VAC; 120~370VDC | Efficiency (Typ.) | 78% | Overload Protection | 105%~150% rated output power | Safety Standards | UL508 EN60950-1 compliant
PS-S Slim line Series | http://www.altechcorp.com/GoogleAssets/PowerSupplies/PS-S6012.jpg | No | Slim Line Design, plasic housing, UL 508 listed, DC OK contact, 10W to 100W rated power, Universal single phase input, PS-S60 Series | /Electronics & Electrical/Electronic Components & Devices/Automation Control Components | http://www.altechcorp.com/power/ | PS-S6012 | http://www.altechcorp.com/PDFS/Splits/PowerSupplies68-69.pdf | http://www.altechcorp.com/GoogleAssets/PowerSupplies/PS-S6012(drawing1).jpg | http://www.altechcorp.com/GoogleAssets/PowerSupplies/PS-S6012(drawing2).jpg | [6 empty] | Feature 1 | Universal AC input / full range | Feature 2 | Protections: Short Circuit / Overload / Overvoltage | DC Voltage | 12V | Rated Current | 5A | Current Range | 0~5A | Noise (max) | 120mVp-p | Voltage Range | 85~264VAC; 120~370VDC | Efficiency (Typ.) | 86% | Overload Protection | 105%~150% rated output power | Safety Standards | UL508 EN60950-1 compliant
PS-S Slim line Series | http://www.altechcorp.com/GoogleAssets/PowerSupplies/PS-S6024.jpg | No | Slim Line Design, plasic housing, UL 508 listed, DC OK contact, 10W to 100W rated power, Universal single phase input, PS-S60 Series | /Electronics & Electrical/Electronic Components & Devices/Automation Control Components | http://www.altechcorp.com/power/ | PS-S6024 | http://www.altechcorp.com/PDFS/Splits/PowerSupplies68-69.pdf | http://www.altechcorp.com/GoogleAssets/PowerSupplies/PS-S6024(drawing1).jpg | http://www.altechcorp.com/GoogleAssets/PowerSupplies/PS-S6024(drawing2).jpg | [6 empty] | Feature 1 | Universal AC input / full range | Feature 2 | Protections: Short Circuit / Overload / Overvoltage | DC Voltage | 24V | Rated Current | 2.5A | Current Range | 0~2.5A | Noise (max) | 150mVp-p | Voltage Range | 85~264VAC; 120~370VDC | Efficiency (Typ.) | 88% | Overload Protection | 105%~150% rated output power | Safety Standards | UL508 EN60950-1 compliant
PS-S Slim line Series | http://www.altechcorp.com/GoogleAssets/PowerSupplies/PS-S6048.jpg | No | Slim Line Design, plasic housing, UL 508 listed, DC OK contact, 10W to 100W rated power, Universal single phase input, PS-S60 Series | /Electronics & Electrical/Electronic Components & Devices/Automation Control Components | http://www.altechcorp.com/power/ | PS-S6048 | http://www.altechcorp.com/PDFS/Splits/PowerSupplies68-69.pdf | http://www.altechcorp.com/GoogleAssets/PowerSupplies/PS-S6048(drawing1).jpg | http://www.altechcorp.com/GoogleAssets/PowerSupplies/PS-S6048(drawing2).jpg | [6 empty] | Feature 1 | Universal AC input / full range | Feature 2 | Protections: Short Circuit / Overload / Overvoltage | DC Voltage | 48V | Rated Current | 1.25A | Current Range | 0~1.25A | Noise (max) | 200mVp-p | Voltage Range | 85~264VAC; 120~370VDC | Efficiency (Typ.) | 87% | Overload Protection | 105%~150% rated output power | Safety Standards | UL508 EN60950-1 compliant
PS-S Slim line Series | http://www.altechcorp.com/GoogleAssets/PowerSupplies/PS-S10012.jpg | No | Slim Line Design, plasic housing, UL 508 listed, DC OK contact, 10W to 100W rated power, Universal single phase input, PS-S60 Series | /Electronics & Electrical/Electronic Components & Devices/Automation Control Components | http://www.altechcorp.com/power/ | PS-S10012 | http://www.altechcorp.com/PDFS/Splits/PowerSupplies70-71.pdf | http://www.altechcorp.com/GoogleAssets/PowerSupplies/PS-S10012(drawing1).jpg | http://www.altechcorp.com/GoogleAssets/PowerSupplies/PS-S10012(drawing2).jpg | [6 empty] | Feature 1 | Universal AC input / full range | Feature 2 | Protections: Short Circuit / Overload / Overvoltage/ Overtemperature | DC Voltage | 12V | Rated Current | 7.5A | Current Range | 0~7.5A | Ripple & Noise (max) | 120mVp-p | Voltage Range | 85~264VAC; 120~370VDC | Efficiency (Typ.) | 85% | Overload Protection | 105%~150% rated output power | Safety Standards | UL508 EN60950-1 compliant
PS-S Slim line Series | http://www.altechcorp.com/GoogleAssets/PowerSupplies/PS-S10024.jpg | No | Slim Line Design, plasic housing, UL 508 listed, DC OK contact, 10W to 100W rated power, Universal single phase input, PS-S60 Series | /Electronics & Electrical/Electronic Components & Devices/Automation Control Components | http://www.altechcorp.com/power/ | PS-S10024 | http://www.altechcorp.com/PDFS/Splits/PowerSupplies70-71.pdf | http://www.altechcorp.com/GoogleAssets/PowerSupplies/PS-S10024(drawing1).jpg | http://www.altechcorp.com/GoogleAssets/PowerSupplies/PS-S10024(drawing2).jpg | [6 empty] | Feature 1 | Universal AC input / full range | Feature 2 | Protections: Short Circuit / Overload / Overvoltage/ Overtemperature | DC Voltage | 24V | Rated Current | 4A | Current Range | 0~4A | Ripple & Noise (max) | 150mVp-p | Voltage Range | 85~264VAC; 120~370VDC | Efficiency (Typ.) | 86% | Overload Protection | 105%~150% rated output power | Safety Standards | UL508 EN60950-1 compliant
PS-S Slim line Series | http://www.altechcorp.com/GoogleAssets/PowerSupplies/PS-S10048.jpg | No | Slim Line Design, plasic housing, UL 508 listed, DC OK contact, 10W to 100W rated power, Universal single phase input, PS-S60 Series | /Electronics & Electrical/Electronic Components & Devices/Automation Control Components | http://www.altechcorp.com/power/ | PS-S10048 | http://www.altechcorp.com/PDFS/Splits/PowerSupplies70-71.pdf | http://www.altechcorp.com/GoogleAssets/PowerSupplies/PS-S10048(drawing1).jpg | http://www.altechcorp.com/GoogleAssets/PowerSupplies/PS-S10048(drawing2).jpg | [6 empty] | Feature 1 | Universal AC input / full range | Feature 2 | Protections: Short Circuit / Overload / Overvoltage/ Overtemperature | DC Voltage | 48V | Rated Current | 2A | Current Range | 0~2A | Ripple & Noise (max) | 200mVp-p | Voltage Range | 85~264VAC; 120~370VDC | Efficiency (Typ.) | 88% | Overload Protection | 105%~150% rated output power | Safety Standards | UL508 EN60950-1 compliant
PS Low Profile Series | http://www.altechcorp.com/GoogleAssets/PowerSupplies/PS-1505.jpg | No | Low profile Design, plastic housing, UL 60950-1 Recognized, Isolation Class II, 10W to 100W rated power, Universal sigle phase input PS-15 Series | /Electronics & Electrical/Electronic Components & Devices/Automation Control Components | http://www.altechcorp.com/power/ | PS-1505 | http://www.altechcorp.com/PDFS/Splits/PowerSupplies76-77.pdf | http://www.altechcorp.com/GoogleAssets/PowerSupplies/PS-1505(drawing1).jpg | http://www.altechcorp.com/GoogleAssets/PowerSupplies/PS-1505(drawing2).jpg | [6 empty] | Feature 1 | Universal AC input / full range | Feature 2 | Protections: Short Circuit / Overload / Overvoltage | DC Voltage | 5V | Rated Current | 2.4A | Current Range | 0~2.4A | Ripple & Noise (max) | 80mVp-p | Voltage Range | 85~264VAC; 120~370VDC | Efficiency (Typ.) | 77% | Overload Protection | 105~160% rated output power | Safety Standards | UL60950-1 EN60950 comlpiant
PS Low Profile Series | http://www.altechcorp.com/GoogleAssets/PowerSupplies/PS-1512.jpg | No | Low profile Design, plastic housing, UL 60950-1 Recognized, Isolation Class II, 10W to 100W rated power, Universal sigle phase input PS-15 Series | /Electronics & Electrical/Electronic Components & Devices/Automation Control Components | http://www.altechcorp.com/power/ | PS-1512 | http://www.altechcorp.com/PDFS/Splits/PowerSupplies76-77.pdf | http://www.altechcorp.com/GoogleAssets/PowerSupplies/PS-1512(drawing1).jpg | http://www.altechcorp.com/GoogleAssets/PowerSupplies/PS-1512(drawing2).jpg | [6 empty] | Feature 1 | Universal AC input / full range | Feature 2 | Protections: Short Circuit / Overload / Overvoltage | DC Voltage | 12V | Rated Current | 1.25A | Current Range | 0~1.25A | Ripple & Noise (max) | 120mVp-p | Voltage Range | 85~264VAC; 120~370VDC | Efficiency (Typ.) | 84% | Overload Protection | 105~160% rated output power | Safety Standards | UL60950-1 EN60950 comlpiant
PS Low Profile Series | http://www.altechcorp.com/GoogleAssets/PowerSupplies/PS-1515.jpg | No | Low profile Design, plastic housing, UL 60950-1 Recognized, Isolation Class II, 10W to 100W rated power, Universal sigle phase input PS-15 Series | /Electronics & Electrical/Electronic Components & Devices/Automation Control Components | http://www.altechcorp.com/power/ | PS-1515 | http://www.altechcorp.com/PDFS/Splits/PowerSupplies76-77.pdf | http://www.altechcorp.com/GoogleAssets/PowerSupplies/PS-1515(drawing1).jpg | http://www.altechcorp.com/GoogleAssets/PowerSupplies/PS-1515(drawing2).jpg | [6 empty] | Feature 1 | Universal AC input / full range | Feature 2 | Protections: Short Circuit / Overload / Overvoltage | DC Voltage | 15V | Rated Current | 1A | Current Range | 0~1A | Ripple & Noise (max) | 120mVp-p | Voltage Range | 85~264VAC; 120~370VDC | Efficiency (Typ.) | 83.5% | Overload Protection | 105~160% rated output power | Safety Standards | UL60950-1 EN60950 comlpiant
PS Low Profile Series | http://www.altechcorp.com/GoogleAssets/PowerSupplies/PS-1524.jpg | No | Low profile Design, plastic housing, UL 60950-1 Recognized, Isolation Class II, 10W to 100W rated power, Universal sigle phase input PS-15 Series | /Electronics & Electrical/Electronic Components & Devices/Automation Control Components | http://www.altechcorp.com/power/ | PS-1524 | http://www.altechcorp.com/PDFS/Splits/PowerSupplies76-77.pdf | http://www.altechcorp.com/GoogleAssets/PowerSupplies/PS-1524(drawing1).jpg | http://www.altechcorp.com/GoogleAssets/PowerSupplies/PS-1524(drawing2).jpg | [6 empty] | Feature 1 | Universal AC input / full range | Feature 2 | Protections: Short Circuit / Overload / Overvoltage | DC Voltage | 24V | Rated Current | 0.63A | Current Range | 0~0.63A | Ripple & Noise (max) | 150mVp-p | Voltage Range | 85~264VAC; 120~370VDC | Efficiency (Typ.) | 85% | Overload Protection | 105~160% rated output power | Safety Standards | UL60950-1 EN60950 comlpiant
PS Low Profile Series | http://www.altechcorp.com/GoogleAssets/PowerSupplies/PS-3005.jpg | No | Low profile Design, plastic housing, UL 60950-1 Recognized, Isolation Class II, 10W to 100W rated power, Universal sigle phase input PS-30 Series | /Electronics & Electrical/Electronic Components & Devices/Automation Control Components | http://www.altechcorp.com/power/ | PS-3005 | http://www.altechcorp.com/PDFS/Splits/PowerSupplies78-79.pdf | http://www.altechcorp.com/GoogleAssets/PowerSupplies/PS-3005(drawing1).jpg | http://www.altechcorp.com/GoogleAssets/PowerSupplies/PS-3005(drawing2).jpg | [6 empty] | Feature 1 | Universal AC input / full range | Feature 2 | Protections: Short Circuit / Overload / Overvoltage | DC Voltage | 5V | Rated Current | 3A | Current Range | 0~3A | Ripple & Noise (max) | 80mVp-p | Voltage Range | 85~264VAC; 120~370VDC | Efficiency (Typ.) | 74% | Overload Protection | 105~160% rated output power | Safety Standards | UL60950-1 EN60950 comlpiant
PS Low Profile Series | http://www.altechcorp.com/GoogleAssets/PowerSupplies/PS-3012.jpg | No | Low profile Design, plastic housing, UL 60950-1 Recognized, Isolation Class II, 10W to 100W rated power, Universal sigle phase input PS-30 Series | /Electronics & Electrical/Electronic Components & Devices/Automation Control Components | http://www.altechcorp.com/power/ | PS-3012 | http://www.altechcorp.com/PDFS/Splits/PowerSupplies78-79.pdf | http://www.altechcorp.com/GoogleAssets/PowerSupplies/PS-3012(drawing1).jpg | http://www.altechcorp.com/GoogleAssets/PowerSupplies/PS-3012(drawing2).jpg | [6 empty] | Feature 1 | Universal AC input / full range | Feature 2 | Protections: Short Circuit / Overload / Overvoltage | DC Voltage | 12V | Rated Current | 2A | Current Range | 0~2A | Ripple & Noise (max) | 120mVp-p | Voltage Range | 85~264VAC; 120~370VDC | Efficiency (Typ.) | 81% | Overload Protection | 105~160% rated output power | Safety Standards | UL60950-1 EN60950 comlpiant
PS Low Profile Series | http://www.altechcorp.com/GoogleAssets/PowerSupplies/PS-3015.jpg | No | Low profile Design, plastic housing, UL 60950-1 Recognized, Isolation Class II, 10W to 100W rated power, Universal sigle phase input PS-30 Series | /Electronics & Electrical/Electronic Components & Devices/Automation Control Components | http://www.altechcorp.com/power/ | PS-3015 | http://www.altechcorp.com/PDFS/Splits/PowerSupplies78-79.pdf | http://www.altechcorp.com/GoogleAssets/PowerSupplies/PS-3015(drawing1).jpg | http://www.altechcorp.com/GoogleAssets/PowerSupplies/PS-3015(drawing2).jpg | [6 empty] | Feature 1 | Universal AC input / full range | Feature 2 | Protections: Short Circuit / Overload / Overvoltage | DC Voltage | 15V | Rated Current | 2A | Current Range | 0~2A | Ripple & Noise (max) | 120mVp-p | Voltage Range | 85~264VAC; 120~370VDC | Efficiency (Typ.) | 82% | Overload Protection | 105~160% rated output power | Safety Standards | UL60950-1 EN60950 comlpiant
PS Low Profile Series | http://www.altechcorp.com/GoogleAssets/PowerSupplies/PS-3024.jpg | No | Low profile Design, plastic housing, UL 60950-1 Recognized, Isolation Class II, 10W to 100W rated power, Universal sigle phase input PS-30 Series | /Electronics & Electrical/Electronic Components & Devices/Automation Control Components | http://www.altechcorp.com/power/ | PS-3024 | http://www.altechcorp.com/PDFS/Splits/PowerSupplies78-79.pdf | http://www.altechcorp.com/GoogleAssets/PowerSupplies/PS-3024(drawing1).jpg | http://www.altechcorp.com/GoogleAssets/PowerSupplies/PS-3024(drawing2).jpg | [6 empty] | Feature 1 | Universal AC input / full range | Feature 2 | Protections: Short Circuit / Overload / Overvoltage | DC Voltage | 24V | Rated Current | 1.5A | Current Range | 0~1.5A | Ripple & Noise (max) | 150mVp-p | Voltage Range | 85~264VAC; 120~370VDC | Efficiency (Typ.) | 83% | Overload Protection | 105~160% rated output power | Safety Standards | UL60950-1 EN60950 comlpiant
PS Low Profile Series | http://www.altechcorp.com/GoogleAssets/PowerSupplies/PS-4505.jpg | No | Low profile Design, plastic housing, UL 60950-1 Recognized, Isolation Class II, 10W to 100W rated power, Universal sigle phase input PS-45 Series | /Electronics & Electrical/Electronic Components & Devices/Automation Control Components | http://www.altechcorp.com/power/ | PS-4505 | http://www.altechcorp.com/PDFS/Splits/PowerSupplies80-81.pdf | http://www.altechcorp.com/GoogleAssets/PowerSupplies/PS-4505(drawing1).jpg | http://www.altechcorp.com/GoogleAssets/PowerSupplies/PS-4505(drawing2).jpg | [6 empty] | Feature 1 | Universal AC input / full range | Feature 2 | Protections: Short Circuit / Overload / Overvoltage/ Overtemperature | DC Voltage | 5V | Rated Current | 5A | Current Range | 0~5A | Ripple & Noise (max) | 100mVp-p | Voltage Range | 85~264VAC; 120~370VDC | Efficiency (Typ.) | 72% | Overload Protection | 105% ~ 160% rated output power | Safety Standards | UL60950-1 EN60950 comlpiant
PS Low Profile Series | http://www.altechcorp.com/GoogleAssets/PowerSupplies/PS-4512.jpg | No | Low profile Design, plastic housing, UL 60950-1 Recognized, Isolation Class II, 10W to 100W rated power, Universal sigle phase input PS-45 Series | /Electronics & Electrical/Electronic Components & Devices/Automation Control Components | http://www.altechcorp.com/power/ | PS-4512 | http://www.altechcorp.com/PDFS/Splits/PowerSupplies80-81.pdf | http://www.altechcorp.com/GoogleAssets/PowerSupplies/PS-4512(drawing1).jpg | http://www.altechcorp.com/GoogleAssets/PowerSupplies/PS-4512(drawing2).jpg | [6 empty] | Feature 1 | Universal AC input / full range | Feature 2 | Protections: Short Circuit / Overload / Overvoltage/ Overtemperature | DC Voltage | 12V | Rated Current | 3.5A | Current Range | 0~3.5A | Ripple & Noise (max) | 200mVp-p | Voltage Range | 85~264VAC; 120~370VDC | Efficiency (Typ.) | 77% | Overload Protection | 105% ~ 160% rated output power | Safety Standards | UL60950-1 EN60950 comlpiant
PS Low Profile Series | http://www.altechcorp.com/GoogleAssets/PowerSupplies/PS-4515.jpg | No | Low profile Design, plastic housing, UL 60950-1 Recognized, Isolation Class II, 10W to 100W rated power, Universal sigle phase input PS-45 Series | /Electronics & Electrical/Electronic Components & Devices/Automation Control Components | http://www.altechcorp.com/power/ | PS-4515 | http://www.altechcorp.com/PDFS/Splits/PowerSupplies80-81.pdf | http://www.altechcorp.com/GoogleAssets/PowerSupplies/PS-4515(drawing1).jpg | http://www.altechcorp.com/GoogleAssets/PowerSupplies/PS-4515(drawing2).jpg | [6 empty] | Feature 1 | Universal AC input / full range | Feature 2 | Protections: Short Circuit / Overload / Overvoltage/ Overtemperature | DC Voltage | 15V | Rated Current | 2.8A | Current Range | 0~2.8A | Ripple & Noise (max) | 240mVp-p | Voltage Range | 85~264VAC; 120~370VDC | Efficiency (Typ.) | 77% | Overload Protection | 105% ~ 160% rated output power | Safety Standards | UL60950-1 EN60950 comlpiant
PS Low Profile Series | http://www.altechcorp.com/GoogleAssets/PowerSupplies/PS-4524.jpg | No | Low profile Design, plastic housing, UL 60950-1 Recognized, Isolation Class II, 10W to 100W rated power, Universal sigle phase input PS-45 Series | /Electronics & Electrical/Electronic Components & Devices/Automation Control Components | http://www.altechcorp.com/power/ | PS-4524 | http://www.altechcorp.com/PDFS/Splits/PowerSupplies80-81.pdf | http://www.altechcorp.com/GoogleAssets/PowerSupplies/PS-4524(drawing1).jpg | http://www.altechcorp.com/GoogleAssets/PowerSupplies/PS-4524(drawing2).jpg | [6 empty] | Feature 1 | Universal AC input / full range | Feature 2 | Protections: Short Circuit / Overload / Overvoltage/ Overtemperature | DC Voltage | 24V | Rated Current | 2A | Current Range | 0~2A | Ripple & Noise (max) | 480mVp-p | Voltage Range | 85~264VAC; 120~370VDC | Efficiency (Typ.) | 80% | Overload Protection | 105% ~ 160% rated output power | Safety Standards | UL60950-1 EN60950 comlpiant
PS Low Profile Series | http://www.altechcorp.com/GoogleAssets/PowerSupplies/PS-6005.jpg | No | Low profile Design, plastic housing, UL 60950-1 Recognized, Isolation Class II, 10W to 100W rated power, Universal sigle phase input PS-60 Series | /Electronics & Electrical/Electronic Components & Devices/Automation Control Components | http://www.altechcorp.com/power/ | PS-6005 | http://www.altechcorp.com/PDFS/Splits/PowerSupplies82-83.pdf | http://www.altechcorp.com/GoogleAssets/PowerSupplies/PS-6005(drawing1).jpg | http://www.altechcorp.com/GoogleAssets/PowerSupplies/PS-6005(drawing2).jpg | [6 empty] | Feature 1 | Universal AC input / full range | Feature 2 | Protections: Short Circuit / Overload / Overvoltage | DC Voltage | 5V | Rated Current | 6.5A | Current Range | 0~6.5A | Ripple & Noise (max) | 80mVp-p | Voltage Range | 85~264VAC; 124~370VDC | Efficiency (Typ.) | 76% | Overload Protection | 105% ~ 160% rated output power | Safety Standards | UL60950-1 EN60950 comlpiant Design refer to EN50178
PS Low Profile Series | http://www.altechcorp.com/GoogleAssets/PowerSupplies/PS-6012.jpg | No | Low profile Design, plastic housing, UL 60950-1 Recognized, Isolation Class II, 10W to 100W rated power, Universal sigle phase input PS-60 Series | /Electronics & Electrical/Electronic Components & Devices/Automation Control Components | http://www.altechcorp.com/power/ | PS-6012 | http://www.altechcorp.com/PDFS/Splits/PowerSupplies82-83.pdf | http://www.altechcorp.com/GoogleAssets/PowerSupplies/PS-6012(drawing1).jpg | http://www.altechcorp.com/GoogleAssets/PowerSupplies/PS-6012(drawing2).jpg | [6 empty] | Feature 1 | Universal AC input / full range | Feature 2 | Protections: Short Circuit / Overload / Overvoltage | DC Voltage | 12V | Rated Current | 4.5A | Current Range | 0~4.5A | Ripple & Noise (max) | 120mVp-p | Voltage Range | 85~264VAC; 124~370VDC | Efficiency (Typ.) | 82% | Overload Protection | 105% ~ 160% rated output power | Safety Standards | UL60950-1 EN60950 comlpiant Design refer to EN50178
PS Low Profile Series | http://www.altechcorp.com/GoogleAssets/PowerSupplies/PS-6015.jpg | No | Low profile Design, plastic housing, UL 60950-1 Recognized, Isolation Class II, 10W to 100W rated power, Universal sigle phase input PS-60 Series | /Electronics & Electrical/Electronic Components & Devices/Automation Control Components | http://www.altechcorp.com/power/ | PS-6015 | http://www.altechcorp.com/PDFS/Splits/PowerSupplies82-83.pdf | http://www.altechcorp.com/GoogleAssets/PowerSupplies/PS-6015(drawing1).jpg | http://www.altechcorp.com/GoogleAssets/PowerSupplies/PS-6015(drawing2).jpg | [6 empty] | Feature 1 | Universal AC input / full range | Feature 2 | Protections: Short Circuit / Overload / Overvoltage | DC Voltage | 15V | Rated Current | 4A | Current Range | 0~4A | Ripple & Noise (max) | 120mVp-p | Voltage Range | 85~264VAC; 124~370VDC | Efficiency (Typ.) | 83% | Overload Protection | 105% ~ 160% rated output power | Safety Standards | UL60950-1 EN60950 comlpiant Design refer to EN50178
PS Low Profile Series | http://www.altechcorp.com/GoogleAssets/PowerSupplies/PS-6024.jpg | No | Low profile Design, plastic housing, UL 60950-1 Recognized, Isolation Class II, 10W to 100W rated power, Universal sigle phase input PS-60 Series | /Electronics & Electrical/Electronic Components & Devices/Automation Control Components | http://www.altechcorp.com/power/ | PS-6024 | http://www.altechcorp.com/PDFS/Splits/PowerSupplies82-83.pdf | http://www.altechcorp.com/GoogleAssets/PowerSupplies/PS-6024(drawing1).jpg | http://www.altechcorp.com/GoogleAssets/PowerSupplies/PS-6024(drawing2).jpg | [6 empty] | Feature 1 | Universal AC input / full range | Feature 2 | Protections: Short Circuit / Overload / Overvoltage | DC Voltage | 24V | Rated Current | 2.5A | Current Range | 0~2.5A | Ripple & Noise (max) | 150mVp-p | Voltage Range | 85~264VAC; 124~370VDC | Efficiency (Typ.) | 84% | Overload Protection | 105% ~ 160% rated output power | Safety Standards | UL60950-1 EN60950 comlpiant Design refer to EN50178
PS Low Profile Series | http://www.altechcorp.com/GoogleAssets/PowerSupplies/PS-10012.jpg | No | Low profile Design, plastic housing, UL 60950-1 Recognized, Isolation Class II, 10W to 100W rated power, Universal sigle phase input PS-100 Series | /Electronics & Electrical/Electronic Components & Devices/Automation Control Components | http://www.altechcorp.com/power/ | PS-10012 | http://www.altechcorp.com/PDFS/Splits/PowerSupplies84-85.pdf | http://www.altechcorp.com/GoogleAssets/PowerSupplies/PS-10012(drawing1).jpg | http://www.altechcorp.com/GoogleAssets/PowerSupplies/PS-10012(drawing2).jpg | [6 empty] | Feature 1 | Universal AC input / full range | Feature 2 | Protections: Short Circuit / Overload / Overvoltage/ Overtemperature | DC Voltage | 12V | Rated Current | 7.5A | Current Range | 0~7.5A | Ripple & Noise (max) | 120mVp-p | Voltage Range | 85~264VAC; 124~370VDC [Connect AC/L(+), AC/N(-)] | Efficiency (Typ.) | 87% | Overload Protection | 105%~135% rated output power | Safety Standards | UL60950-1 EN60950 comlpiant Design refer to EN50178
PS Low Profile Series | http://www.altechcorp.com/GoogleAssets/PowerSupplies/PS-10015.jpg | No | Low profile Design, plastic housing, UL 60950-1 Recognized, Isolation Class II, 10W to 100W rated power, Universal sigle phase input PS-100 Series | /Electronics & Electrical/Electronic Components & Devices/Automation Control Components | http://www.altechcorp.com/power/ | PS-10015 | http://www.altechcorp.com/PDFS/Splits/PowerSupplies84-85.pdf | http://www.altechcorp.com/GoogleAssets/PowerSupplies/PS-10015(drawing1).jpg | http://www.altechcorp.com/GoogleAssets/PowerSupplies/PS-10015(drawing2).jpg | [6 empty] | Feature 1 | Universal AC input / full range | Feature 2 | Protections: Short Circuit / Overload / Overvoltage/ Overtemperature | DC Voltage | 15V | Rated Current | 6.5A | Current Range | 0~6.5A | Ripple & Noise (max) | 120mVp-p | Voltage Range | 85~264VAC; 124~370VDC [Connect AC/L(+), AC/N(-)] | Efficiency (Typ.) | 87% | Overload Protection | 105%~135% rated output power | Safety Standards | UL60950-1 EN60950 comlpiant Design refer to EN50178
PS Low Profile Series | http://www.altechcorp.com/GoogleAssets/PowerSupplies/PS-10024.jpg | No | Low profile Design, plastic housing, UL 60950-1 Recognized, Isolation Class II, 10W to 100W rated power, Universal sigle phase input PS-100 Series | /Electronics & Electrical/Electronic Components & Devices/Automation Control Components | http://www.altechcorp.com/power/ | PS-10024 | http://www.altechcorp.com/PDFS/Splits/PowerSupplies84-85.pdf | http://www.altechcorp.com/GoogleAssets/PowerSupplies/PS-10024(drawing1).jpg | http://www.altechcorp.com/GoogleAssets/PowerSupplies/PS-10024(drawing2).jpg | [6 empty] | Feature 1 | Universal AC input / full range | Feature 2 | Protections: Short Circuit / Overload / Overvoltage/ Overtemperature | DC Voltage | 24V | Rated Current | 4.2A | Current Range | 0~4.2A | Ripple & Noise (max) | 150mVp-p | Voltage Range | 85~264VAC; 124~370VDC [Connect AC/L(+), AC/N(-)] | Efficiency (Typ.) | 89% | Overload Protection | 105%~135% rated output power | Safety Standards | UL60950-1 EN60950 comlpiant Design refer to EN50178
PS Industrial Series | http://www.altechcorp.com/GoogleAssets/PowerSupplies/PS-7512.jpg | No | Robust Metal housing, UL 508 listed, Built in active PFC function, 75W to 960W rated power, Single and three phase universal input PS-75 Series | /Electronics & Electrical/Electronic Components & Devices/Automation Control Components | http://www.altechcorp.com/power/ | PS-7512 | http://www.altechcorp.com/PDFS/Splits/PowerSupplies90-91.pdf | http://www.altechcorp.com/GoogleAssets/PowerSupplies/PS-7512(drawing1).jpg | http://www.altechcorp.com/GoogleAssets/PowerSupplies/PS-7512(drawing2).jpg | [6 empty] | Feature 1 | Universal AC input / full range | Feature 2 | Protections: Short Circuit / Overload / Overvoltage/ Overtemperature | DC Voltage | 12V | Rated Current | 6.3A | Current Range | 0~6.3A | Ripple & Noise (max) | 100mVp-p | Voltage Range | 85~264VAC; 124~370VDC | Efficiency (Typ.) | 76% | Overload Protection | 105~150 rated output power | Safety Standards | UL508 EN60950-1 compliant
PS Industrial Series | http://www.altechcorp.com/GoogleAssets/PowerSupplies/PS-7524.jpg | No | Robust Metal housing, UL 508 listed, Built in active PFC function, 75W to 960W rated power, Single and three phase universal input PS-75 Series | /Electronics & Electrical/Electronic Components & Devices/Automation Control Components | http://www.altechcorp.com/power/ | PS-7524 | http://www.altechcorp.com/PDFS/Splits/PowerSupplies90-91.pdf | http://www.altechcorp.com/GoogleAssets/PowerSupplies/PS-7524(drawing1).jpg | http://www.altechcorp.com/GoogleAssets/PowerSupplies/PS-7524(drawing2).jpg | [6 empty] | Feature 1 | Universal AC input / full range | Feature 2 | Protections: Short Circuit / Overload / Overvoltage/ Overtemperature | DC Voltage | 24V | Rated Current | 3.2A | Current Range | 0~3.2A | Ripple & Noise (max) | 150mVp-p | Voltage Range | 85~264VAC; 124~370VDC | Efficiency (Typ.) | 80% | Overload Protection | 105~150 rated output power | Safety Standards | UL508 EN60950-1 compliant
PS Industrial Series | http://www.altechcorp.com/GoogleAssets/PowerSupplies/PS-7548.jpg | No | Robust Metal housing, UL 508 listed, Built in active PFC function, 75W to 960W rated power, Single and three phase universal input PS-75 Series | /Electronics & Electrical/Electronic Components & Devices/Automation Control Components | http://www.altechcorp.com/power/ | PS-7548 | http://www.altechcorp.com/PDFS/Splits/PowerSupplies90-91.pdf | http://www.altechcorp.com/GoogleAssets/PowerSupplies/PS-7548(drawing1).jpg | http://www.altechcorp.com/GoogleAssets/PowerSupplies/PS-7548(drawing2).jpg | [6 empty] | Feature 1 | Universal AC input / full range | Feature 2 | Protections: Short Circuit / Overload / Overvoltage/ Overtemperature | DC Voltage | 48V | Rated Current | 1.6A | Current Range | 0~1.6A | Ripple & Noise (max) | 240mVp-p | Voltage Range | 85~264VAC; 124~370VDC | Efficiency (Typ.) | 81% | Overload Protection | 105~150 rated output power | Safety Standards | UL508 EN60950-1 compliant
PS Industrial Series | http://www.altechcorp.com/GoogleAssets/PowerSupplies/PS-12012.jpg | No | Robust Metal housing, UL 508 listed, Built in active PFC function, 75W to 960W rated power, Single and three phase universal input PS-120 Series | /Electronics & Electrical/Electronic Components & Devices/Automation Control Components | http://www.altechcorp.com/power/ | PS-12012 | http://www.altechcorp.com/PDFS/Splits/PowerSupplies92-93.pdf | http://www.altechcorp.com/GoogleAssets/PowerSupplies/PS-12012(drawing1).jpg | http://www.altechcorp.com/GoogleAssets/PowerSupplies/PS-12012(drawing2).jpg | [6 empty] | Feature 1 | Universal AC input / full range | Feature 2 | Protections: Short Circuit / Overload / Overvoltage/ Overtemperature | DC Voltage | 12V | Rated Current | 10A | Current Range | 0~10A | Ripple & Noise (max) | 80mVp-p | Voltage Range | 88~132VAC/ 176~264VAC by switch 120~185VDC/ 248~370VDC | Efficiency (Typ.) | 80% | Overload Protection | 105~150 rated output power | Safety Standards | UL508 UL60950-1 EN60950-1 compliant
PS Industrial Series | http://www.altechcorp.com/GoogleAssets/PowerSupplies/PS-12024.jpg | No | Robust Metal housing, UL 508 listed, Built in active PFC function, 75W to 960W rated power, Single and three phase universal input PS-120 Series | /Electronics & Electrical/Electronic Components & Devices/Automation Control Components | http://www.altechcorp.com/power/ | PS-12024 | http://www.altechcorp.com/PDFS/Splits/PowerSupplies92-93.pdf | http://www.altechcorp.com/GoogleAssets/PowerSupplies/PS-12024(drawing1).jpg | http://www.altechcorp.com/GoogleAssets/PowerSupplies/PS-12024(drawing2).jpg | [6 empty] | Feature 1 | Universal AC input / full range | Feature 2 | Protections: Short Circuit / Overload / Overvoltage/ Overtemperature | DC Voltage | 24V | Rated Current | 5A | Current Range | 0~5A | Ripple & Noise (max) | 80mVp-p | Voltage Range | 88~132VAC/ 176~264VAC by switch 120~185VDC/ 248~370VDC | Efficiency (Typ.) | 84% | Overload Protection | 105~150 rated output power | Safety Standards | UL508 UL60950-1 EN60950-1 compliant
PS Industrial Series | http://www.altechcorp.com/GoogleAssets/PowerSupplies/PS-12048.jpg | No | Robust Metal housing, UL 508 listed, Built in active PFC function, 75W to 960W rated power, Single and three phase universal input PS-120 Series | /Electronics & Electrical/Electronic Components & Devices/Automation Control Components | http://www.altechcorp.com/power/ | PS-12048 | http://www.altechcorp.com/PDFS/Splits/PowerSupplies92-93.pdf | http://www.altechcorp.com/GoogleAssets/PowerSupplies/PS-12048(drawing1).jpg | http://www.altechcorp.com/GoogleAssets/PowerSupplies/PS-12048(drawing2).jpg | [6 empty] | Feature 1 | Universal AC input / full range | Feature 2 | Protections: Short Circuit / Overload / Overvoltage/ Overtemperature | DC Voltage | 48V | Rated Current | 2.5A | Current Range | 0~2.5A | Ripple & Noise (max) | 100mVp-p | Voltage Range | 88~132VAC/ 176~264VAC by switch 120~185VDC/ 248~370VDC | Efficiency (Typ.) | 85% | Overload Protection | 105~150 rated output power | Safety Standards | UL508 UL60950-1 EN60950-1 compliant
PS Industrial Series | http://www.altechcorp.com/GoogleAssets/PowerSupplies/PSH-12024.jpg | No | Robust Metal housing, UL 508 listed, Built in active PFC function, 75W to 960W rated power, Single and three phase universal input PS-120 High Input Series | /Electronics & Electrical/Electronic Components & Devices/Automation Control Components | http://www.altechcorp.com/power/ | PSH-12024 | http://www.altechcorp.com/PDFS/Splits/PowerSupplies94-95.pdf | http://www.altechcorp.com/GoogleAssets/PowerSupplies/PSH-12024(drawing1).jpg | http://www.altechcorp.com/GoogleAssets/PowerSupplies/PSH-12024(drawing2).jpg | [6 empty] | Feature 1 | Universal AC input / full range | Feature 2 | Protections: Short Circuit / Overload / Overvoltage/ Overtemperature | DC Voltage | 24V | Rated Current | 5A | Current Range | 0~5A | Ripple & Noise (max) | 80mVp-p | Voltage Range | 340~550VAC 480~780VAC | Efficiency (Typ.) | 85% | Overload Protection | 105% ~ 160% rated output power | Safety Standards | UL60950-1 aproved IEC60950-1 CB compliant
PS Industrial Series | http://www.altechcorp.com/GoogleAssets/PowerSupplies/PSH-12048.jpg | No | Robust Metal housing, UL 508 listed, Built in active PFC function, 75W to 960W rated power, Single and three phase universal input PS-120 High Input Series | /Electronics & Electrical/Electronic Components & Devices/Automation Control Components | http://www.altechcorp.com/power/ | PSH-12048 | http://www.altechcorp.com/PDFS/Splits/PowerSupplies94-95.pdf | http://www.altechcorp.com/GoogleAssets/PowerSupplies/PSH-12048(drawing1).jpg | http://www.altechcorp.com/GoogleAssets/PowerSupplies/PSH-12048(drawing2).jpg | [6 empty] | Feature 1 | Universal AC input / full range | Feature 2 | Protections: Short Circuit / Overload / Overvoltage/ Overtemperature | DC Voltage | 48V | Rated Current | 2.5A | Current Range | 0~2.5A | Ripple & Noise (max) | 80mVp-p | Voltage Range | 340~550VAC 480~780VAC | Efficiency (Typ.) | 86% | Overload Protection | 105% ~ 160% rated output power | Safety Standards | UL60950-1 aproved IEC60950-1 CB compliant
PS Industrial Series | http://www.altechcorp.com/GoogleAssets/PowerSupplies/PSP-24024.jpg | No | Robust Metal housing, UL 508 listed, Built in active PFC function, 75W to 960W rated power, Single and three phase universal input PSP-240 Series | /Electronics & Electrical/Electronic Components & Devices/Automation Control Components | http://www.altechcorp.com/power/ | PSP-24024 | http://www.altechcorp.com/PDFS/Splits/PowerSupplies96-97.pdf | http://www.altechcorp.com/GoogleAssets/PowerSupplies/PSP-24024(drawing1).jpg | http://www.altechcorp.com/GoogleAssets/PowerSupplies/PSP-24024(drawing2).jpg | [6 empty] | Feature 1 | Universal AC input / full range | Feature 2 | Built in active PFC function | DC Voltage | 24V | Rated Current | 10A | Current Range | 0~10A | Ripple & Noise (max) | 80mVp-p | Voltage Range | 85~264VAC; 120~370VDC | Efficiency (Typ.) | 84% | Overload Protection | 105%~150% rated output power | Safety Standards | UL508 UL60950-1 EN60950-1 compliant
PS Industrial Series | http://www.altechcorp.com/GoogleAssets/PowerSupplies/PSP-24048.jpg | No | Robust Metal housing, UL 508 listed, Built in active PFC function, 75W to 960W rated power, Single and three phase universal input PSP-240 Series | /Electronics & Electrical/Electronic Components & Devices/Automation Control Components | http://www.altechcorp.com/power/ | PSP-24048 | http://www.altechcorp.com/PDFS/Splits/PowerSupplies96-97.pdf | http://www.altechcorp.com/GoogleAssets/PowerSupplies/PSP-24048(drawing1).jpg | http://www.altechcorp.com/GoogleAssets/PowerSupplies/PSP-24048(drawing2).jpg | [6 empty] | Feature 1 | Universal AC input / full range | Feature 2 | Built in active PFC function | DC Voltage | 48V | Rated Current | 5A | Current Range | 0~5A | Ripple & Noise (max) | 150mVp-p | Voltage Range | 85~264VAC; 120~370VDC | Efficiency (Typ.) | 85% | Overload Protection | 105%~150% rated output power | Safety Standards | UL508 UL60950-1 EN60950-1 compliant
PS Industrial Series | http://www.altechcorp.com/GoogleAssets/PowerSupplies/PSP-48024.jpg | No | Robust Metal housing, UL 508 listed, Built in active PFC function, 75W to 960W rated power, Single and three phase universal input PSP-480 Series | /Electronics & Electrical/Electronic Components & Devices/Automation Control Components | http://www.altechcorp.com/power/ | PSP-48024 | http://www.altechcorp.com/PDFS/Splits/PowerSupplies100-101.pdf | http://www.altechcorp.com/GoogleAssets/PowerSupplies/PSP-48024(drawing1).jpg | http://www.altechcorp.com/GoogleAssets/PowerSupplies/PSP-48024(drawing2).jpg | [6 empty] | Feature 1 | Built-in passive PFC function compliance to EN61000-3-2 | Feature 2 | High efficiency 89% and low dissipation | DC Voltage | 24V | Rated Current | 20A | Current Range | 0~20A | Ripple & Noise (max) | 120mVp-p | Voltage Range | 180~264VAC by switch 250~370VDC | Efficiency (Typ.) | 89% | Overload Protection | 105%~150% rated output power | Safety Standards | UL508 UL60950-1 EN60950-1 compliant
PS Industrial Series | http://www.altechcorp.com/GoogleAssets/PowerSupplies/PSP-48048.jpg | No | Robust Metal housing, UL 508 listed, Built in active PFC function, 75W to 960W rated power, Single and three phase universal input PSP-480 Series | /Electronics & Electrical/Electronic Components & Devices/Automation Control Components | http://www.altechcorp.com/power/ | PSP-48048 | http://www.altechcorp.com/PDFS/Splits/PowerSupplies100-101.pdf | http://www.altechcorp.com/GoogleAssets/PowerSupplies/PSP-48048(drawing1).jpg | http://www.altechcorp.com/GoogleAssets/PowerSupplies/PSP-48048(drawing2).jpg | [6 empty] | Feature 1 | Built-in passive PFC function compliance to EN61000-3-2 | Feature 2 | High efficiency 89% and low dissipation | DC Voltage | 48V | Rated Current | 10A | Current Range | 0~10A | Ripple & Noise (max) | 120mVp-p | Voltage Range | 180~264VAC by switch 250~370VDC | Efficiency (Typ.) | 89% | Overload Protection | 105%~150% rated output power | Safety Standards | UL508 UL60950-1 EN60950-1 compliant
PS Industrial Series | http://www.altechcorp.com/GoogleAssets/PowerSupplies/PSP-480S24.jpg | No | Robust Metal housing, UL 508 listed, Built in active PFC function, 75W to 960W rated power, Single and three phase universal input PSP-480S Series | /Electronics & Electrical/Electronic Components & Devices/Automation Control Components | http://www.altechcorp.com/power/ | PSP-480S24 | http://www.altechcorp.com/PDFS/Splits/PowerSupplies102-103.pdf | http://www.altechcorp.com/GoogleAssets/PowerSupplies/PSP-480S24(drawing1).jpg | http://www.altechcorp.com/GoogleAssets/PowerSupplies/PSP-480S24(drawing2).jpg | [6 empty] | Feature 1 | AC input range selectable by switch | Feature 2 | Built-in passive PFC function compliance to EN61000-3-2 | DC Voltage | 24V | Rated Current | 20A | Current Range | 0~20A | Ripple & Noise (max) | 120mVp-p | Voltage Range | 90~132VAC/ 180~264VAC by switch 254~370VDC | Efficiency (Typ.) | 89% | Overload Protection | 105%~150% rated output power | Safety Standards | UL508 UL60950-1 EN60950-1 compliant
PS Industrial Series | http://www.altechcorp.com/GoogleAssets/PowerSupplies/PSP-480S48.jpg | No | Robust Metal housing, UL 508 listed, Built in active PFC function, 75W to 960W rated power, Single and three phase universal input PSP-480S Series | /Electronics & Electrical/Electronic Components & Devices/Automation Control Components | http://www.altechcorp.com/power/ | PSP-480S48 | http://www.altechcorp.com/PDFS/Splits/PowerSupplies102-103.pdf | http://www.altechcorp.com/GoogleAssets/PowerSupplies/PSP-480S48(drawing1).jpg | http://www.altechcorp.com/GoogleAssets/PowerSupplies/PSP-480S48(drawing2).jpg | [6 empty] | Feature 1 | AC input range selectable by switch | Feature 2 | Built-in passive PFC function compliance to EN61000-3-2 | DC Voltage | 48V | Rated Current | 10A | Current Range | 0~10A | Ripple & Noise (max) | 120mVp-p | Voltage Range | 90~132VAC/ 180~264VAC by switch 254~370VDC | Efficiency (Typ.) | 89% | Overload Protection | 105%~150% rated output power | Safety Standards | UL508 UL60950-1 EN60950-1 compliant
PS Industrial Series | http://www.altechcorp.com/GoogleAssets/PowerSupplies/PST-24024.jpg | No | Robust Metal housing, UL 508 listed, Built in active PFC function, 75W to 960W rated power, Single and three phase universal input PST-240 Series | /Electronics & Electrical/Electronic Components & Devices/Automation Control Components | http://www.altechcorp.com/power/ | PST-24024 | http://www.altechcorp.com/PDFS/Splits/PowerSupplies106-107.pdf | http://www.altechcorp.com/GoogleAssets/PowerSupplies/PST-24024(drawing1).jpg | http://www.altechcorp.com/GoogleAssets/PowerSupplies/PST-24024(drawing2).jpg | [6 empty] | Feature 1 | Three-Phase AC 340-550V wide range input | Feature 2 | High efficiency 89% and low dissipation | DC Voltage | 24V | Rated Current | 10A | Current Range | 0~10A | Ripple & Noise (max) | 80mVp-p | Voltage Range | Three Phase 340~550VAC (Dual Phase operation possible) 480~780VDC Dual phase operation: derating of 20% is required | Efficiency (Typ.) | 89% | Overload Protection | 105~105% rated output power | Safety Standards | UL508 EN60950-1 compliant UL60950-1
PS Industrial Series | http://www.altechcorp.com/GoogleAssets/PowerSupplies/PST-24048.jpg | No | Robust Metal housing, UL 508 listed, Built in active PFC function, 75W to 960W rated power, Single and three phase universal input PST-240 Series | /Electronics & Electrical/Electronic Components & Devices/Automation Control Components | http://www.altechcorp.com/power/ | PST-24048 | http://www.altechcorp.com/PDFS/Splits/PowerSupplies106-107.pdf | http://www.altechcorp.com/GoogleAssets/PowerSupplies/PST-24048(drawing1).jpg | http://www.altechcorp.com/GoogleAssets/PowerSupplies/PST-24048(drawing2).jpg | [6 empty] | Feature 1 | Three-Phase AC 340-550V wide range input | Feature 2 | High efficiency 89% and low dissipation | DC Voltage | 48V | Rated Current | 5A | Current Range | 0~5A | Ripple & Noise (max) | 80mVp-p | Voltage Range | Three Phase 340~550VAC (Dual Phase operation possible) 480~780VDC Dual phase operation: derating of 20% is required | Efficiency (Typ.) | 89% | Overload Protection | 105~105% rated output power | Safety Standards | UL508 EN60950-1 compliant UL60950-1
PS Industrial Series | http://www.altechcorp.com/GoogleAssets/PowerSupplies/PST-48024.jpg | No | Robust Metal housing, UL 508 listed, Built in active PFC function, 75W to 960W rated power, Single and three phase universal input PST-480 Series | /Electronics & Electrical/Electronic Components & Devices/Automation Control Components | http://www.altechcorp.com/power/ | PST-48024 | http://www.altechcorp.com/PDFS/Splits/PowerSupplies108-109.pdf | http://www.altechcorp.com/GoogleAssets/PowerSupplies/PST-48024(drawing1).jpg | http://www.altechcorp.com/GoogleAssets/PowerSupplies/PST-48024(drawing2).jpg | [6 empty] | Feature 1 | Three-Phase AC 340-550V wide range input | Feature 2 | High efficiency 89% and low dissipation | DC Voltage | 24V | Rated Current | 20A | Current Range | 0~20A | Ripple & Noise (max) | 80mVp-p | Voltage Range | Three Phase 340~550VAC (Dual Phase operation possible) 480~780VDC Dual phase operation: derating of 20% is required | Efficiency (Typ.) | 89% | Overload Protection | 105%~150% rated output power | Safety Standards | UL508 EN60950-1 compliant UL60950-1
PS Industrial Series | http://www.altechcorp.com/GoogleAssets/PowerSupplies/PST-48048.jpg | No | Robust Metal housing, UL 508 listed, Built in active PFC function, 75W to 960W rated power, Single and three phase universal input PST-480 Series | /Electronics & Electrical/Electronic Components & Devices/Automation Control Components | http://www.altechcorp.com/power/ | PST-48048 | http://www.altechcorp.com/PDFS/Splits/PowerSupplies108-109.pdf | http://www.altechcorp.com/GoogleAssets/PowerSupplies/PST-48048(drawing1).jpg | http://www.altechcorp.com/GoogleAssets/PowerSupplies/PST-48048(drawing2).jpg | [6 empty] | Feature 1 | Three-Phase AC 340-550V wide range input | Feature 2 | High efficiency 89% and low dissipation | DC Voltage | 48V | Rated Current | 10A | Current Range | 0~10A | Ripple & Noise (max) | 80mVp-p | Voltage Range | Three Phase 340~550VAC (Dual Phase operation possible) 480~780VDC Dual phase operation: derating of 20% is required | Efficiency (Typ.) | 90% | Overload Protection | 105%~150% rated output power | Safety Standards | UL508 EN60950-1 compliant UL60950-1
PS Industrial Series | http://www.altechcorp.com/GoogleAssets/PowerSupplies/PST-96024.jpg | No | Robust Metal housing, UL 508 listed, Built in active PFC function, 75W to 960W rated power, Single and three phase universal input PST-960 Series | /Electronics & Electrical/Electronic Components & Devices/Automation Control Components | http://www.altechcorp.com/power/ | PST-96024 | http://www.altechcorp.com/PDFS/Splits/PowerSupplies110-111.pdf | http://www.altechcorp.com/GoogleAssets/PowerSupplies/PST-96024(drawing1).jpg | http://www.altechcorp.com/GoogleAssets/PowerSupplies/PST-96024(drawing2).jpg | [6 empty] | Feature 1 | Three-Phase AC 340-550V wide range input | Feature 2 | High efficiency 91% and low dissipation | DC Voltage | 24V | Rated Current | 40A | Current Range | 0~40A | Ripple & Noise (max) | 80mVp-p | Voltage Range | Three Phase 340~550VAC (Dual Phase operation possible in connecting L1, L3, FG) | Efficiency (Typ.) | 91% | Overload Protection | 105%~125% rated output power | Safety Standards | UL508 EN60950-1 compliant UL60950-1
PS Industrial Series | http://www.altechcorp.com/GoogleAssets/PowerSupplies/PST-960P24.jpg | No | Robust Metal housing, UL 508 listed, Built in active PFC function, 75W to 960W rated power, Single and three phase universal input PST-960 Series | /Electronics & Electrical/Electronic Components & Devices/Automation Control Components | http://www.altechcorp.com/power/ | PST-960P24 | http://www.altechcorp.com/PDFS/Splits/PowerSupplies110-111.pdf | http://www.altechcorp.com/GoogleAssets/PowerSupplies/PST-960P24(drawing1).jpg | http://www.altechcorp.com/GoogleAssets/PowerSupplies/PST-960P24(drawing2).jpg | [6 empty] | Feature 1 | Three-Phase AC 340-550V wide range input | Feature 2 | High efficiency 91% and low dissipation | DC Voltage | 24V | Rated Current | 40A | Current Range | 0~40A | Ripple & Noise (max) | 80mVp-p | Voltage Range | Three Phase 340~550VAC (Dual Phase operation possible in connecting L1, L3, FG) | Efficiency (Typ.) | 91% | Overload Protection | 105%~125% rated output power | Safety Standards | UL508 EN60950-1 compliant UL60950-1
PS Industrial Series | http://www.altechcorp.com/GoogleAssets/PowerSupplies/PST-96048.jpg | No | Robust Metal housing, UL 508 listed, Built in active PFC function, 75W to 960W rated power, Single and three phase universal input PST-960 Series | /Electronics & Electrical/Electronic Components & Devices/Automation Control Components | http://www.altechcorp.com/power/ | PST-96048 | http://www.altechcorp.com/PDFS/Splits/PowerSupplies110-111.pdf | http://www.altechcorp.com/GoogleAssets/PowerSupplies/PST-96048(drawing1).jpg | http://www.altechcorp.com/GoogleAssets/PowerSupplies/PST-96048(drawing2).jpg | [6 empty] | Feature 1 | Three-Phase AC 340-550V wide range input | Feature 2 | High efficiency 91% and low dissipation | DC Voltage | 48V | Rated Current | 20A | Current Range | 0~20A | Ripple & Noise (max) | 80mVp-p | Voltage Range | Three Phase 340~550VAC (Dual Phase operation possible in connecting L1, L3, FG) | Efficiency (Typ.) | 92% | Overload Protection | 105%~125% rated output power | Safety Standards | UL508 EN60950-1 compliant UL60950-1
PS Industrial Series | http://www.altechcorp.com/GoogleAssets/PowerSupplies/PST-960P48.jpg | No | Robust Metal housing, UL 508 listed, Built in active PFC function, 75W to 960W rated power, Single and three phase universal input PST-960 Series | /Electronics & Electrical/Electronic Components & Devices/Automation Control Components | http://www.altechcorp.com/power/ | PST-960P48 | http://www.altechcorp.com/PDFS/Splits/PowerSupplies110-111.pdf | http://www.altechcorp.com/GoogleAssets/PowerSupplies/PST-960P48(drawing1).jpg | http://www.altechcorp.com/GoogleAssets/PowerSupplies/PST-960P48(drawing2).jpg | [6 empty] | Feature 1 | Three-Phase AC 340-550V wide range input | Feature 2 | High efficiency 91% and low dissipation | DC Voltage | 48V | Rated Current | 20A | Current Range | 0~20A | Ripple & Noise (max) | 80mVp-p | Voltage Range | Three Phase 340~550VAC (Dual Phase operation possible in connecting L1, L3, FG) | Efficiency (Typ.) | 92% | Overload Protection | 105%~125% rated output power | Safety Standards | UL508 EN60950-1 compliant UL60950-1
PS-C and W Series | http://www.altechcorp.com/GoogleAssets/PowerSupplies/PS-C12012.jpg | No | Narrow design, small metal housing, UL 508 listed, 150% pick load capacity, 120W to 480W rated power, Single and two phase wide input PS-C120 Series | /Electronics & Electrical/Electronic Components & Devices/Automation Control Components | http://www.altechcorp.com/power/ | PS-C12012 | http://www.altechcorp.com/PDFS/Splits/PowerSupplies116-117.pdf | http://www.altechcorp.com/GoogleAssets/PowerSupplies/PS-C12012(drawing1).jpg | http://www.altechcorp.com/GoogleAssets/PowerSupplies/PS-C12012(drawing2).jpg | [6 empty] | Feature 1 | High efficiency 91% and low power dissipation | Feature 2 | 150% peak load capability | DC Voltage | 12V | Rated Current | 10A | Current Range | 0~10A | Ripple & Noise (max) | 100mVp-p | Voltage Range | 88~264VAC 124~370VDC | Efficiency (Typ.) | 89% | Overload Protection | Normally works within 110% ~ 150% rated output power for more than 3 sec and then shutdown overvoltage ≥ 150% rated power, constant current limiting with auto-recovery within 3 seconds and shut down overvoltage after 3 seconds | Safety Standards | UL508 EN60950-1 compliant
PS-C and W Series | http://www.altechcorp.com/GoogleAssets/PowerSupplies/PS-C12024.jpg | No | Narrow design, small metal housing, UL 508 listed, 150% pick load capacity, 120W to 480W rated power, Single and two phase wide input PS-C120 Series | /Electronics & Electrical/Electronic Components & Devices/Automation Control Components | http://www.altechcorp.com/power/ | PS-C12024 | http://www.altechcorp.com/PDFS/Splits/PowerSupplies116-117.pdf | http://www.altechcorp.com/GoogleAssets/PowerSupplies/PS-C12024(drawing1).jpg | http://www.altechcorp.com/GoogleAssets/PowerSupplies/PS-C12024(drawing2).jpg | [6 empty] | Feature 1 | High efficiency 91% and low power dissipation | Feature 2 | 150% peak load capability | DC Voltage | 24V | Rated Current | 5A | Current Range | 0~5A | Ripple & Noise (max) | 100mVp-p | Voltage Range | 88~264VAC 124~370VDC | Efficiency (Typ.) | 91% | Overload Protection | Normally works within 110% ~ 150% rated output power for more than 3 sec and then shutdown overvoltage ≥ 150% rated power, constant current limiting with auto-recovery within 3 seconds and shut down overvoltage after 3 seconds | Safety Standards | UL508 EN60950-1 compliant
PS-C and W Series | http://www.altechcorp.com/GoogleAssets/PowerSupplies/PS-C12048.jpg | No | Narrow design, small metal housing, UL 508 listed, 150% pick load capacity, 120W to 480W rated power, Single and two phase wide input PS-C120 Series | /Electronics & Electrical/Electronic Components & Devices/Automation Control Components | http://www.altechcorp.com/power/ | PS-C12048 | http://www.altechcorp.com/PDFS/Splits/PowerSupplies116-117.pdf | http://www.altechcorp.com/GoogleAssets/PowerSupplies/PS-C12048(drawing1).jpg | http://www.altechcorp.com/GoogleAssets/PowerSupplies/PS-C12048(drawing2).jpg | [6 empty] | Feature 1 | High efficiency 91% and low power dissipation | Feature 2 | 150% peak load capability | DC Voltage | 48V | Rated Current | 2.5A | Current Range | 0~2.5A | Ripple & Noise (max) | 120mVp-p | Voltage Range | 88~264VAC 124~370VDC | Efficiency (Typ.) | 90.5% | Overload Protection | Normally works within 110% ~ 150% rated output power for more than 3 sec and then shutdown overvoltage ≥ 150% rated power, constant current limiting with auto-recovery within 3 seconds and shut down overvoltage after 3 seconds | Safety Standards | UL508 EN60950-1 compliant
PS-C and W Series | http://www.altechcorp.com/GoogleAssets/PowerSupplies/PS-C24024.jpg | No | Narrow design, small metal housing, UL 508 listed, 150% pick load capacity, 120W to 480W rated power, Single and two phase wide input PS-C240 Series | /Electronics & Electrical/Electronic Components & Devices/Automation Control Components | http://www.altechcorp.com/power/ | PS-C24024 | http://www.altechcorp.com/PDFS/Splits/PowerSupplies118-119.pdf | http://www.altechcorp.com/GoogleAssets/PowerSupplies/PS-C24024(drawing1).jpg | http://www.altechcorp.com/GoogleAssets/PowerSupplies/PS-C24024(drawing2).jpg | [6 empty] | Feature 1 | High efficiency 94% and low power dissipation | Feature 2 | 150% peak load capability | DC Voltage | 24V | Rated Current | 10A | Current Range | 0~10A | Ripple & Noise (max) | 100mVp-p | Voltage Range | 88~264VAC | Efficiency (Typ.) | 94% | Overload Protection | Normally works within 110% ~ 150% rated output power for more than 3 seconds and then shutdown overvoltage with auto-recovery ≥ 150% rated power, constant current limiting with auto-recovery within 2 econds and shut down overvoltage after 2 seconds | Safety Standards | UL508 EN60950-1 compliant
PS-C and W Series | http://www.altechcorp.com/GoogleAssets/PowerSupplies/PS-C24048.jpg | No | Narrow design, small metal housing, UL 508 listed, 150% pick load capacity, 120W to 480W rated power, Single and two phase wide input PS-C240 Series | /Electronics & Electrical/Electronic Components & Devices/Automation Control Components | http://www.altechcorp.com/power/ | PS-C24048 | http://www.altechcorp.com/PDFS/Splits/PowerSupplies118-119.pdf | http://www.altechcorp.com/GoogleAssets/PowerSupplies/PS-C24048(drawing1).jpg | http://www.altechcorp.com/GoogleAssets/PowerSupplies/PS-C24048(drawing2).jpg | [6 empty] | Feature 1 | High efficiency 94% and low power dissipation | Feature 2 | 150% peak load capability | DC Voltage | 48V | Rated Current | 5A | Current Range | 0~5A | Ripple & Noise (max) | 120mVp-p | Voltage Range | 124~370VDC | Efficiency (Typ.) | 94% | Overload Protection | Normally works within 110% ~ 150% rated output power for more than 3 seconds and then shutdown overvoltage with auto-recovery ≥ 150% rated power, constant current limiting with auto-recovery within 2 econds and shut down overvoltage after 2 seconds | Safety Standards | UL508 EN60950-1 compliant
PS-C and W Series | http://www.altechcorp.com/GoogleAssets/PowerSupplies/PS-C48024.jpg | No | Narrow design, small metal housing, UL 508 listed, 150% pick load capacity, 120W to 480W rated power, Single and two phase wide input PS-C480 Series | /Electronics & Electrical/Electronic Components & Devices/Automation Control Components | http://www.altechcorp.com/power/ | PS-C48024 | http://www.altechcorp.com/PDFS/Splits/PowerSupplies120-121.pdf | http://www.altechcorp.com/GoogleAssets/PowerSupplies/PS-C48024(drawing1).jpg | http://www.altechcorp.com/GoogleAssets/PowerSupplies/PS-C48024(drawing2).jpg | [6 empty] | Feature 1 | High efficiency 94% and low power dissipation | Feature 2 | 150% peak load capability | DC Voltage | 24V | Rated Current | 20A | Current Range | 0~20A | Ripple & Noise (max) | 100mVp-p | Voltage Range | 90~264VAC 127~370VDC | Efficiency (Typ.) | 94% | Overload Protection | Normally works within 110% ~ 150% rated output power for more than 3 seconds and then shutdown overvoltage with auto-recovery ≥ 150% rated power, constant current limiting with auto-recovery within 2 econds and shut down overvoltage after 2 seconds | Safety Standards | UL508 EN60950-1 compliant
PS-C and W Series | http://www.altechcorp.com/GoogleAssets/PowerSupplies/PS-C48048.jpg | No | Narrow design, small metal housing, UL 508 listed, 150% pick load capacity, 120W to 480W rated power, Single and two phase wide input PS-C480 Series | /Electronics & Electrical/Electronic Components & Devices/Automation Control Components | http://www.altechcorp.com/power/ | PS-C48048 | http://www.altechcorp.com/PDFS/Splits/PowerSupplies120-121.pdf | http://www.altechcorp.com/GoogleAssets/PowerSupplies/PS-C48048(drawing1).jpg | http://www.altechcorp.com/GoogleAssets/PowerSupplies/PS-C48048(drawing2).jpg | [6 empty] | Feature 1 | High efficiency 94% and low power dissipation | Feature 2 | 150% peak load capability | DC Voltage | 48V | Rated Current | 10A | Current Range | 0~10A | Ripple & Noise (max) | 120mVp-p | Voltage Range | 90~264VAC 127~370VDC | Efficiency (Typ.) | 94% | Overload Protection | Normally works within 110% ~ 150% rated output power for more than 3 seconds and then shutdown overvoltage with auto-recovery ≥ 150% rated power, constant current limiting with auto-recovery within 2 econds and shut down overvoltage after 2 seconds | Safety Standards | UL508 EN60950-1 compliant
PS-C and W Series | http://www.altechcorp.com/GoogleAssets/PowerSupplies/PS-C480P24.jpg | No | Narrow design, small metal housing, UL 508 listed, 150% pick load capacity, 120W to 480W rated power, Single and two phase wide input PS-C480P Series | /Electronics & Electrical/Electronic Components & Devices/Automation Control Components | http://www.altechcorp.com/power/ | PS-C480P24 | http://www.altechcorp.com/PDFS/Splits/PowerSupplies122-123.pdf | http://www.altechcorp.com/GoogleAssets/PowerSupplies/PS-C480P24(drawing1).jpg | http://www.altechcorp.com/GoogleAssets/PowerSupplies/PS-C480P24(drawing2).jpg | [6 empty] | Feature 1 | High efficiency 94% and low power dissipation | Feature 2 | 150% peak load capability | DC Voltage | 24V | Rated Current | 20A | Current Range | 0~20A | Ripple & Noise (max) | 100mVp-p | Voltage Range | 90~264VAC 127~370VDC | Efficiency (Typ.) | 94% | Overload Protection | Normally works within 110% ~ 150% rated output power for more than 3 seconds and then shutdown overvoltage with auto-recovery ≥ 150% rated power, constant current limiting with auto-recovery within 2 econds and shut down overvoltage after 2 seconds | Safety Standards | UL508 EN60950-1 compliant
PS-C and W Series | http://www.altechcorp.com/GoogleAssets/PowerSupplies/PS-C480P48.jpg | No | Narrow design, small metal housing, UL 508 listed, 150% pick load capacity, 120W to 480W rated power, Single and two phase wide input PS-C480P Series | /Electronics & Electrical/Electronic Components & Devices/Automation Control Components | http://www.altechcorp.com/power/ | PS-C480P48 | http://www.altechcorp.com/PDFS/Splits/PowerSupplies122-123.pdf | http://www.altechcorp.com/GoogleAssets/PowerSupplies/PS-C480P48(drawing1).jpg | http://www.altechcorp.com/GoogleAssets/PowerSupplies/PS-C480P48(drawing2).jpg | [6 empty] | Feature 1 | High efficiency 94% and low power dissipation | Feature 2 | 150% peak load capability | DC Voltage | 48V | Rated Current | 10A | Current Range | 0~10A | Ripple & Noise (max) | 120mVp-p | Voltage Range | 90~264VAC 127~370VDC | Efficiency (Typ.) | 94% | Overload Protection | Normally works within 110% ~ 150% rated output power for more than 3 seconds and then shutdown overvoltage with auto-recovery ≥ 150% rated power, constant current limiting with auto-recovery within 2 econds and shut down overvoltage after 2 seconds | Safety Standards | UL508 EN60950-1 compliant
PS-C and W Series | http://www.altechcorp.com/GoogleAssets/PowerSupplies/PSW-12012.jpg | No | Narrow design, small metal housing, UL 508 listed, 150% pick load capacity, 120W to 480W rated power, Single and two phase wide input PSW-120 Series | /Electronics & Electrical/Electronic Components & Devices/Automation Control Components | http://www.altechcorp.com/power/ | PSW-12012 | http://www.altechcorp.com/PDFS/Splits/PowerSupplies128-129.pdf | http://www.altechcorp.com/GoogleAssets/PowerSupplies/PSW-12012(drawing1).jpg | http://www.altechcorp.com/GoogleAssets/PowerSupplies/PSW-12012(drawing2).jpg | [6 empty] | Feature 1 | Single and two phase wide input range 180-550VAC | Feature 2 | Protections: Short Circuit / Overload / Over Voltage / Overtemperature | DC Voltage | 12V | Rated Current | 10A | Current Range | 0~10A | Ripple & Noise (max) | 120mVp-p | Voltage Range | 180~550VAC by switch 254~780VDC | Efficiency (Typ.) | 89.5%/400V | Overload Protection | 105~130% rated output power | Safety Standards | UL508 EN60950-1 compliant
PS-C and W Series | http://www.altechcorp.com/GoogleAssets/PowerSupplies/PSW-12024.jpg | No | Narrow design, small metal housing, UL 508 listed, 150% pick load capacity, 120W to 480W rated power, Single and two phase wide input PSW-120 Series | /Electronics & Electrical/Electronic Components & Devices/Automation Control Components | http://www.altechcorp.com/power/ | PSW-12024 | http://www.altechcorp.com/PDFS/Splits/PowerSupplies128-129.pdf | http://www.altechcorp.com/GoogleAssets/PowerSupplies/PSW-12024(drawing1).jpg | http://www.altechcorp.com/GoogleAssets/PowerSupplies/PSW-12024(drawing2).jpg | [6 empty] | Feature 1 | Single and two phase wide input range 180-550VAC | Feature 2 | Protections: Short Circuit / Overload / Over Voltage / Overtemperature | DC Voltage | 24V | Rated Current | 5A | Current Range | 0~5A | Ripple & Noise (max) | 120mVp-p | Voltage Range | 180~550VAC by switch 254~780VDC | Efficiency (Typ.) | 91%/400V | Overload Protection | 105~130% rated output power | Safety Standards | UL508 EN60950-1 compliant
PS-C and W Series | http://www.altechcorp.com/GoogleAssets/PowerSupplies/PSW-12048.jpg | No | Narrow design, small metal housing, UL 508 listed, 150% pick load capacity, 120W to 480W rated power, Single and two phase wide input PSW-120 Series | /Electronics & Electrical/Electronic Components & Devices/Automation Control Components | http://www.altechcorp.com/power/ | PSW-12048 | http://www.altechcorp.com/PDFS/Splits/PowerSupplies128-129.pdf | http://www.altechcorp.com/GoogleAssets/PowerSupplies/PSW-12048(drawing1).jpg | http://www.altechcorp.com/GoogleAssets/PowerSupplies/PSW-12048(drawing2).jpg | [6 empty] | Feature 1 | Single and two phase wide input range 180-550VAC | Feature 2 | Protections: Short Circuit / Overload / Over Voltage / Overtemperature | DC Voltage | 48V | Rated Current | 2.5A | Current Range | 0~2.5A | Ripple & Noise (max) | 150mVp-p | Voltage Range | 180~550VAC by switch 254~780VDC | Efficiency (Typ.) | 92%/400V | Overload Protection | 105~130% rated output power | Safety Standards | UL508 EN60950-1 compliant
PS-C and W Series | http://www.altechcorp.com/GoogleAssets/PowerSupplies/PSW-24024.jpg | No | Narrow design, small metal housing, UL 508 listed, 150% pick load capacity, 120W to 480W rated power, Single and two phase wide input PSW-240 Series | /Electronics & Electrical/Electronic Components & Devices/Automation Control Components | http://www.altechcorp.com/power/ | PSW-24024 | http://www.altechcorp.com/PDFS/Splits/PowerSupplies130-131.pdf | http://www.altechcorp.com/GoogleAssets/PowerSupplies/PSW-24024(drawing1).jpg | http://www.altechcorp.com/GoogleAssets/PowerSupplies/PSW-24024(drawing2).jpg | [6 empty] | Feature 1 | Single and two phase wide input range 180-550VAC | Feature 2 | High efficiency 91% and low power dissipation | DC Voltage | 24V | Rated Current | 10A | Current Range | 0~10A | Ripple & Noise (max) | 150mVp-p | Voltage Range | 180~550VAC by switch 254~780VDC | Efficiency (Typ.) | 91% | Overload Protection | 105%~135% rated output power | Safety Standards | UL508 EN60950-1 compliant Design refer to GL
PS-C and W Series | http://www.altechcorp.com/GoogleAssets/PowerSupplies/PSW-24048.jpg | No | Narrow design, small metal housing, UL 508 listed, 150% pick load capacity, 120W to 480W rated power, Single and two phase wide input PSW-240 Series | /Electronics & Electrical/Electronic Components & Devices/Automation Control Components | http://www.altechcorp.com/power/ | PSW-24048 | http://www.altechcorp.com/PDFS/Splits/PowerSupplies130-131.pdf | http://www.altechcorp.com/GoogleAssets/PowerSupplies/PSW-24048(drawing1).jpg | http://www.altechcorp.com/GoogleAssets/PowerSupplies/PSW-24048(drawing2).jpg | [6 empty] | Feature 1 | Single and two phase wide input range 180-550VAC | Feature 2 | High efficiency 91% and low power dissipation | DC Voltage | 48V | Rated Current | 5A | Current Range | 0~5A | Ripple & Noise (max) | 150mVp-p | Voltage Range | 180~550VAC by switch 254~780VDC | Efficiency (Typ.) | 91% | Overload Protection | 105%~135% rated output power | Safety Standards | UL508 EN60950-1 compliant Design refer to GL
PS-C and W Series | http://www.altechcorp.com/GoogleAssets/PowerSupplies/PSW-48024.jpg | No | Narrow design, small metal housing, UL 508 listed, 150% pick load capacity, 120W to 480W rated power, Single and two phase wide input PSW-480 Series | /Electronics & Electrical/Electronic Components & Devices/Automation Control Components | http://www.altechcorp.com/power/ | PSW-48024 | http://www.altechcorp.com/PDFS/Splits/PowerSupplies132-133.pdf | http://www.altechcorp.com/GoogleAssets/PowerSupplies/PSW-48024(drawing1).jpg | http://www.altechcorp.com/GoogleAssets/PowerSupplies/PSW-48024(drawing2).jpg | [6 empty] | Feature 1 | Single and two phase wide input range 180-550VAC | Feature 2 | High efficiency 93% and low power dissipation | DC Voltage | 24V | Rated Current | 20A | Current Range | 0~20A | Ripple & Noise (max) | 100mVp-p | Voltage Range | 180~550VAC by switch 254~780VDC | Efficiency (Typ.) | 92% | Overload Protection | 105~130% rated output power | Safety Standards | UL508 IEC60950-1 compliant Design refer to GL
PS-C and W Series | http://www.altechcorp.com/GoogleAssets/PowerSupplies/PSW-48048.jpg | No | Narrow design, small metal housing, UL 508 listed, 150% pick load capacity, 120W to 480W rated power, Single and two phase wide input PSW-480 Series | /Electronics & Electrical/Electronic Components & Devices/Automation Control Components | http://www.altechcorp.com/power/ | PSW-48048 | http://www.altechcorp.com/PDFS/Splits/PowerSupplies132-133.pdf | http://www.altechcorp.com/GoogleAssets/PowerSupplies/PSW-48048(drawing1).jpg | http://www.altechcorp.com/GoogleAssets/PowerSupplies/PSW-48048(drawing2).jpg | [6 empty] | Feature 1 | Single and two phase wide input range 180-550VAC | Feature 2 | High efficiency 93% and low power dissipation | DC Voltage | 48V | Rated Current | 10A | Current Range | 0~10A | Ripple & Noise (max) | 150mVp-p | Voltage Range | 180~550VAC by switch 254~780VDC | Efficiency (Typ.) | 93% | Overload Protection | 105~130% rated output power | Safety Standards | UL508 IEC60950-1 compliant Design refer to GL
CBI DC UPS System | http://www.altechcorp.com/GoogleAssets/PowerSupplies/CBI123A.jpg | No | Fully automated batterycare module, Three charging modes, 12, 24, 36 and 48V DC single outputs, 100-230-277 / 230-400-500VAC input, System start from battery function | /Electronics & Electrical/Electronic Components & Devices/Automation Control Components | http://www.altechcorp.com/power/ | CBI123A | http://www.altechcorp.com/PDFS/Splits/PowerSupplies142-143.pdf | http://www.altechcorp.com/GoogleAssets/PowerSupplies/CBI123A(drawing1).jpg | http://www.altechcorp.com/GoogleAssets/PowerSupplies/CBI123A(drawing2).jpg | [6 empty] | Feature 1 | Input: Single-phase 115-277 VAC | Feature 2 | Output Load: power supply 12 VDC; 3A | Feature 3 | Output: Battery charging 12 VDC; 3A | Nominal Input Voltage | 115-230-277 VAC | Voltage Range | 90÷305 VAC | Output Voltage (Vn) / Nominal Current (in) | 12 VDC / 3A | Output Current In | 3A | Over Load Protection | Yes
CBI DC UPS System | http://www.altechcorp.com/GoogleAssets/PowerSupplies/CBI126A.jpg | No | Fully automated batterycare module, Three charging modes, 12, 24, 36 and 48V DC single outputs, 100-230-277 / 230-400-500VAC input, System start from battery function | /Electronics & Electrical/Electronic Components & Devices/Automation Control Components | http://www.altechcorp.com/power/ | CBI126A | http://www.altechcorp.com/PDFS/Splits/PowerSupplies144-145.pdf | http://www.altechcorp.com/GoogleAssets/PowerSupplies/CBI126A(drawing1).jpg | http://www.altechcorp.com/GoogleAssets/PowerSupplies/CBI126A(drawing2).jpg | [6 empty] | Feature 1 | Input: Single-phase 115-277 VAC | Feature 2 | Output Load: power supply 12 VDC; 6A | Feature 3 | Output: Battery charging 12 VDC; 6A | Nominal Input Voltage | 115-230-277 VAC | Voltage Range | 90÷305 VAC | Output Voltage (Vn) / Nominal Current (in) | 12 VDC / 6A | Output Current In | 6A | Over Load Protection | Yes
CBI DC UPS System | http://www.altechcorp.com/GoogleAssets/PowerSupplies/CBI1210A.jpg | No | Fully automated batterycare module, Three charging modes, 12, 24, 36 and 48V DC single outputs, 100-230-277 / 230-400-500VAC input, System start from battery function | /Electronics & Electrical/Electronic Components & Devices/Automation Control Components | http://www.altechcorp.com/power/ | CBI1210A | http://www.altechcorp.com/PDFS/Splits/PowerSupplies146-147.pdf | http://www.altechcorp.com/GoogleAssets/PowerSupplies/CBI1210A(drawing1).jpg | http://www.altechcorp.com/GoogleAssets/PowerSupplies/CBI1210A(drawing2).jpg | [6 empty] | Feature 1 | Input: Single-phase 115-277 VAC | Feature 2 | Output Load: power supply 12 VDC; 10A | Feature 3 | Output: Battery charging 12 VDC; 10A | Nominal Input Voltage | 115-230-277 VAC | Voltage Range | 90÷305 VAC | Output Voltage (Vn) / Nominal Current (in) | 12 VDC / 10A | Output Current In | 10A | Over Load Protection | Yes
CBI DC UPS System | http://www.altechcorp.com/GoogleAssets/PowerSupplies/CBI1235A.jpg | No | Fully automated batterycare module, Three charging modes, 12, 24, 36 and 48V DC single outputs, 100-230-277 / 230-400-500VAC input, System start from battery function | /Electronics & Electrical/Electronic Components & Devices/Automation Control Components | http://www.altechcorp.com/power/ | CBI1235A | http://www.altechcorp.com/PDFS/Splits/PowerSupplies148-149.pdf | http://www.altechcorp.com/GoogleAssets/PowerSupplies/CBI1235A(drawing1).jpg | http://www.altechcorp.com/GoogleAssets/PowerSupplies/CBI1235A(drawing2).jpg | [6 empty] | Feature 1 | Input: Single-phase 115-277 VAC | Feature 2 | Output Load: power supply 12 VDC; 35A | Feature 3 | Output: Battery charging 12 VDC; 35A | Nominal Input Voltage | 115-230-277 VAC | Voltage Range | 90÷305 VAC 180-305 VAC | Output Voltage (Vn) / Nominal Current (in) | 12 VDC / 35A | Output Current In | 35A | Over Load Protection | Yes
CBI DC UPS System | http://www.altechcorp.com/GoogleAssets/PowerSupplies/CBI243A.jpg | No | Fully automated batterycare module, Three charging modes, 12, 24, 36 and 48V DC single outputs, 100-230-277 / 230-400-500VAC input, System start from battery function | /Electronics & Electrical/Electronic Components & Devices/Automation Control Components | http://www.altechcorp.com/power/ | CBI243A | http://www.altechcorp.com/PDFS/Splits/PowerSupplies150-151.pdf | http://www.altechcorp.com/GoogleAssets/PowerSupplies/CBI243A(drawing1).jpg | http://www.altechcorp.com/GoogleAssets/PowerSupplies/CBI243A(drawing2).jpg | [6 empty] | Feature 1 | Input: Single-phase 115-277 VAC | Feature 2 | Output Load: power supply 24 VDC; 3A | Feature 3 | Output: Battery charging 24 VDC; 3A | Nominal Input Voltage | 115-230-277 VAC | Voltage Range | 90÷305 VAC | Output Voltage (Vn) / Nominal Current (in) | 24 VDC / 3A | Output Current In | 3A | Over Load Protection | Yes
CBI DC UPS System | http://www.altechcorp.com/GoogleAssets/PowerSupplies/CBI245A.jpg | No | Fully automated batterycare module, Three charging modes, 12, 24, 36 and 48V DC single outputs, 100-230-277 / 230-400-500VAC input, System start from battery function | /Electronics & Electrical/Electronic Components & Devices/Automation Control Components | http://www.altechcorp.com/power/ | CBI245A | http://www.altechcorp.com/PDFS/Splits/PowerSupplies152-153.pdf | http://www.altechcorp.com/GoogleAssets/PowerSupplies/CBI245A(drawing1).jpg | http://www.altechcorp.com/GoogleAssets/PowerSupplies/CBI245A(drawing2).jpg | [6 empty] | Feature 1 | Input: Single-phase 115-277 VAC | Feature 2 | Output Load: power supply 24 VDC; 5A | Feature 3 | Output: Battery charging 24 VDC; 5A | Nominal Input Voltage | 115-230-277 VAC | Voltage Range | 90÷305 VAC | Output Voltage (Vn) / Nominal Current (in) | 24 VDC / 5A | Output Current In | 5A | Over Load Protection | Yes
CBI DC UPS System | http://www.altechcorp.com/GoogleAssets/PowerSupplies/CBI2410A.jpg | No | Fully automated batterycare module, Three charging modes, 12, 24, 36 and 48V DC single outputs, 100-230-277 / 230-400-500VAC input, System start from battery function | /Electronics & Electrical/Electronic Components & Devices/Automation Control Components | http://www.altechcorp.com/power/ | CBI2410A | http://www.altechcorp.com/PDFS/Splits/PowerSupplies154-155.pdf | http://www.altechcorp.com/GoogleAssets/PowerSupplies/CBI2410A(drawing1).jpg | http://www.altechcorp.com/GoogleAssets/PowerSupplies/CBI2410A(drawing2).jpg | [6 empty] | Feature 1 | Input: Single-phase 115-277 VAC | Feature 2 | Output Load: power supply 24 VDC; 10A | Feature 3 | Output: Battery charging 24 VDC; 10A | Nominal Input Voltage | 115/230-277 VAC | Voltage Range | 90÷305 VAC 180-305 VAC | Output Voltage (Vn) / Nominal Current (in) | 24 VDC / 10A | Output Current In | 10A | Over Load Protection | Yes
CBI DC UPS System | http://www.altechcorp.com/GoogleAssets/PowerSupplies/CBI2420A.jpg | No | Fully automated batterycare module, Three charging modes, 12, 24, 36 and 48V DC single outputs, 100-230-277 / 230-400-500VAC input, System start from battery function | /Electronics & Electrical/Electronic Components & Devices/Automation Control Components | http://www.altechcorp.com/power/ | CBI2420A | http://www.altechcorp.com/PDFS/Splits/PowerSupplies156-157.pdf | http://www.altechcorp.com/GoogleAssets/PowerSupplies/CBI2420A(drawing1).jpg | http://www.altechcorp.com/GoogleAssets/PowerSupplies/CBI2420A(drawing2).jpg | [6 empty] | Feature 1 | Input: Single-phase 115-277 VAC | Feature 2 | Output Load: power supply 24 VDC; 20A | Feature 3 | Output: Battery charging 24 VDC; 10A | Nominal Input Voltage | 115/230-277 VAC | Voltage Range | 90-135 / 180-305 VAC | Output Voltage (Vn) / Nominal Current (in) | 24 VDC / 20A | Output Current In | 20A | Over Load Protection | Yes
CBI DC UPS System | http://www.altechcorp.com/GoogleAssets/PowerSupplies/CBI485A.jpg | No | Fully automated batterycare module, Three charging modes, 12, 24, 36 and 48V DC single outputs, 100-230-277 / 230-400-500VAC input, System start from battery function | /Electronics & Electrical/Electronic Components & Devices/Automation Control Components | http://www.altechcorp.com/power/ | CBI485A | http://www.altechcorp.com/PDFS/Splits/PowerSupplies158-159.pdf | http://www.altechcorp.com/GoogleAssets/PowerSupplies/CBI485A(drawing1).jpg | http://www.altechcorp.com/GoogleAssets/PowerSupplies/CBI485A(drawing2).jpg | [6 empty] | Feature 1 | Input: Single-phase 115-277 VAC | Feature 2 | Output Load: power supply 48 VDC; 5A | Feature 3 | Output: Battery charging 48 VDC; 5A | Nominal Input Voltage | 115/230-277 VAC | Voltage Range | 90-135 / 180-305 VAC | Output Voltage (Vn) / Nominal Current (in) | 48 VDC / 5A | Output Current In | 5A | Over Load Protection | Yes
CBI DC UPS System | http://www.altechcorp.com/GoogleAssets/PowerSupplies/CBI4810A.jpg | No | Fully automated batterycare module, Three charging modes, 12, 24, 36 and 48V DC single outputs, 100-230-277 / 230-400-500VAC input, System start from battery function | /Electronics & Electrical/Electronic Components & Devices/Automation Control Components | http://www.altechcorp.com/power/ | CBI4810A | http://www.altechcorp.com/PDFS/Splits/PowerSupplies160-161.pdf | http://www.altechcorp.com/GoogleAssets/PowerSupplies/CBI4810A(drawing1).jpg | http://www.altechcorp.com/GoogleAssets/PowerSupplies/CBI4810A(drawing2).jpg | [6 empty] | Feature 1 | Input: Single-phase 115-277 VAC | Feature 2 | Output Load: power supply 48 VDC; 10A | Feature 3 | Output: Battery charging 48 VDC; 10A | Nominal Input Voltage | 115/230-277 VAC | Voltage Range | 90-135 / 180-305 VAC | Output Voltage (Vn) / Nominal Current (in) | 48 VDC / 10A | Output Current In | 10A | Over Load Protection | Yes
CBI DC UPS System | http://www.altechcorp.com/GoogleAssets/PowerSupplies/CBI2803648A.jpg | No | Fully automated batterycare module, Three charging modes, 12, 24, 36 and 48V DC single outputs, 100-230-277 / 230-400-500VAC input, System start from battery function | /Electronics & Electrical/Electronic Components & Devices/Automation Control Components | http://www.altechcorp.com/power/ | CBI2803648A | http://www.altechcorp.com/PDFS/Splits/PowerSupplies162-163.pdf | http://www.altechcorp.com/GoogleAssets/PowerSupplies/CBI2803648A(drawing1).jpg | http://www.altechcorp.com/GoogleAssets/PowerSupplies/CBI2803648A(drawing2).jpg | [6 empty] | Feature 1 | Input: Single-phase 115-277 VAC | Feature 2 | Output Load: power supply 36/48 VDC; 7/5A | Feature 3 | Output: Battery charging 36/48 VDC; 7/5A | Nominal Input Voltage | 115-230-277 VAC | Voltage Range | 90-305 VAC | Output Voltage (Vn) / Nominal Current (in) | 36 /48 / 270W (jumper selection) | Output Current In | 7A @ 36VDC / 5A @48VDC | Over Load Protection | Yes
CBI DC UPS System | http://www.altechcorp.com/GoogleAssets/PowerSupplies/CBI2801224A.jpg | No | Fully automated batterycare module, Three charging modes, 12, 24, 36 and 48V DC single outputs, 100-230-277 / 230-400-500VAC input, System start from battery function | /Electronics & Electrical/Electronic Components & Devices/Automation Control Components | http://www.altechcorp.com/power/ | CBI2801224A | http://www.altechcorp.com/PDFS/Splits/PowerSupplies164-165.pdf | http://www.altechcorp.com/GoogleAssets/PowerSupplies/CBI2801224A(drawing1).jpg | http://www.altechcorp.com/GoogleAssets/PowerSupplies/CBI2801224A(drawing2).jpg | [6 empty] | Feature 1 | Input: Single-phase 115-277 VAC | Feature 2 | Output Load: power supply 12 VDC; 15A /234VDC; 10A | Feature 3 | Output: Battery charging 12VDC; 15A / 24VDC; 10A | Nominal Input Voltage | 115-230-277 VAC | Voltage Range | 90-305 VAC | Output Voltage (Vn) / Nominal Current (in) | 12/24 VDC / 270W (jumper selection) | Output Current In | 15A @ 12VDC / 10A @ 24VDC | Over Load Protection | Yes
CBI DC UPS System | http://www.altechcorp.com/GoogleAssets/PowerSupplies/CBI2801224B.jpg | No | Fully automated batterycare module, Three charging modes, 12, 24, 36 and 48V DC single outputs, 100-230-277 / 230-400-500VAC input, System start from battery function | /Electronics & Electrical/Electronic Components & Devices/Automation Control Components | http://www.altechcorp.com/power/ | CBI2801224B | http://www.altechcorp.com/PDFS/Splits/PowerSupplies166-167.pdf | http://www.altechcorp.com/GoogleAssets/PowerSupplies/CBI2801224B(drawing1).jpg | http://www.altechcorp.com/GoogleAssets/PowerSupplies/CBI2801224B(drawing2).jpg | [6 empty] | Feature 1 | 230 - 400 -500VAC | Feature 2 | Output Load: power supply 12 VDC; 15A /24VDC; 10A | Feature 3 | Output: Battery charging 12VDC; 15A / 24VDC; 10A | Nominal Input Voltage | 230 - 400 - 500 VAC | Voltage Range | 180-264 / 330-550 VAC | Output Voltage (Vn) / Nominal Current (in) | 12 / 24 VDC / 270W (jumper selection) | Output Current In | 15A @ 12VDC / 10A @ 24VDC | Over Load Protection | Yes
CB Battery Chargers | http://www.altechcorp.com/GoogleAssets/PowerSupplies/CB123A.jpg | No | Intelligent battery chargers, Suitable for most common battery types, Adjustable charging current, 2 VDC and 24 VDC single output, 110-220-277 VAC input | /Electronics & Electrical/Electronic Components & Devices/Automation Control Components | http://www.altechcorp.com/power/ | CB123A | http://www.altechcorp.com/PDFS/Splits/PowerSupplies172-173.pdf | http://www.altechcorp.com/GoogleAssets/PowerSupplies/CB123A(drawing1).jpg | http://www.altechcorp.com/GoogleAssets/PowerSupplies/CB123A(drawing2).jpg | [6 empty] | Feature 1 | Input: Single-phase 115-230-277 VAC | Feature 2 | Output: Battery charging 12 VDC; 3 A | Insulation voltage (In/ Out) | 3000 VAC | Insulation voltage (In / PE) | 1605 VAC | Insulation voltage (Out / PE) | 500 VAC | Input Voltage range (VAC) | 90 - 305 VAC | Input Current | 0.5 A - 115 VAC; 0.3A - 230 VAC | Adjustable charging current Iadj (% In) | 20 ÷ 100 | Ambient temperature (operation)
CB Battery Chargers | http://www.altechcorp.com/GoogleAssets/PowerSupplies/CB126A.jpg | No | Intelligent battery chargers, Suitable for most common battery types, Adjustable charging current, 2 VDC and 24 VDC single output, 110-220-277 VAC input | /Electronics & Electrical/Electronic Components & Devices/Automation Control Components | http://www.altechcorp.com/power/ | CB126A | http://www.altechcorp.com/PDFS/Splits/PowerSupplies174-175.pdf | http://www.altechcorp.com/GoogleAssets/PowerSupplies/CB126A(drawing1).jpg | http://www.altechcorp.com/GoogleAssets/PowerSupplies/CB126A(drawing2).jpg | [6 empty] | Feature 1 | Input: Single-phase 115-230-277 VAC | Feature 2 | Output: Battery charging 12 VDC; 6 A | Insulation voltage (In/ Out) | 3000 VAC | Insulation voltage (In / PE) | 1605 VAC | Insulation voltage (Out / PE) | 500 VAC | Input Voltage range (VAC) | 90 - 305 VAC | Input Current | 1A - 115VAC; 0.7A 230 VAC
CB Battery Chargers | http://www.altechcorp.com/GoogleAssets/PowerSupplies/CB1210A.jpg | No | Intelligent battery chargers, Suitable for most common battery types, Adjustable charging current, 2 VDC and 24 VDC single output, 110-220-277 VAC input | /Electronics & Electrical/Electronic Components & Devices/Automation Control Components | http://www.altechcorp.com/power/ | CB1210A | http://www.altechcorp.com/PDFS/Splits/PowerSupplies176-177.pdf | http://www.altechcorp.com/GoogleAssets/PowerSupplies/CB1210A(drawing1).jpg | http://www.altechcorp.com/GoogleAssets/PowerSupplies/CB1210A(drawing2).jpg | [6 empty] | Feature 1 | Input: Single-phase 115-230-277 VAC | Feature 2 | Output: Battery charging 12 VDC; 10 A | Insulation voltage (In/ Out) | 3000 VAC | Insulation voltage (In / PE) | 1605 VAC | Insulation voltage (Out / PE) | 500 VAC | Input Voltage range (VAC) | 90 - 305 VAC | Input Current | 2.4 A - 115 VAC; 1.2 A 230 VAC
CB Battery Chargers | http://www.altechcorp.com/GoogleAssets/PowerSupplies/CB1235A.jpg | No | Intelligent battery chargers, Suitable for most common battery types, Adjustable charging current, 2 VDC and 24 VDC single output, 110-220-277 VAC input | /Electronics & Electrical/Electronic Components & Devices/Automation Control Components | http://www.altechcorp.com/power/ | CB1235A | http://www.altechcorp.com/PDFS/Splits/PowerSupplies178-179.pdf | http://www.altechcorp.com/GoogleAssets/PowerSupplies/CB1235A(drawing1).jpg | http://www.altechcorp.com/GoogleAssets/PowerSupplies/CB1235A(drawing2).jpg | [6 empty] | Feature 1 | Input: Single-phase 115-230-277 VAC | Feature 2 | Output: Battery charging 24 VDC; 35 A | Insulation voltage (In/ Out) | 3000 VAC | Insulation voltage (In / PE) | 1605 VAC | Insulation voltage (Out / PE) | 500 VAC | Input Voltage range (VAC) | 90 - 135 / 180 - 305 VAC | Input Current | 1.0 A - 115 VAC; 0.7 A 230 VAC
CB Battery Chargers | http://www.altechcorp.com/GoogleAssets/PowerSupplies/CB243A.jpg | No | Intelligent battery chargers, Suitable for most common battery types, Adjustable charging current, 2 VDC and 24 VDC single output, 110-220-277 VAC input | /Electronics & Electrical/Electronic Components & Devices/Automation Control Components | http://www.altechcorp.com/power/ | CB243A | http://www.altechcorp.com/PDFS/Splits/PowerSupplies180-181.pdf | http://www.altechcorp.com/GoogleAssets/PowerSupplies/CB243A(drawing1).jpg | http://www.altechcorp.com/GoogleAssets/PowerSupplies/CB243A(drawing2).jpg | [6 empty] | Feature 1 | Input: Single-phase 115-230-277 VAC | Feature 2 | Output: Battery charging 24 VDC; 3 A | Insulation voltage (In/ Out) | 3000 VAC | Insulation voltage (In / PE) | 1605 VAC | Insulation voltage (Out / PE) | 500 VAC | Input Voltage range (VAC) | 90 - 305 VAC | Input Current | (115 - 230 VAC) 1 - 0.7 A
CB Battery Chargers | http://www.altechcorp.com/GoogleAssets/PowerSupplies/CB245A.jpg | No | Intelligent battery chargers, Suitable for most common battery types, Adjustable charging current, 2 VDC and 24 VDC single output, 110-220-277 VAC input | /Electronics & Electrical/Electronic Components & Devices/Automation Control Components | http://www.altechcorp.com/power/ | CB245A | http://www.altechcorp.com/PDFS/Splits/PowerSupplies182-183.pdf | http://www.altechcorp.com/GoogleAssets/PowerSupplies/CB245A(drawing1).jpg | http://www.altechcorp.com/GoogleAssets/PowerSupplies/CB245A(drawing2).jpg | [6 empty] | Feature 1 | Input: Single-phase 115-230-277 VAC | Feature 2 | Output: Battery charging 24 VDC; 5 A | Insulation voltage (In/ Out) | 3000 VAC | Insulation voltage (In / PE) | 1605 VAC | Insulation voltage (Out / PE) | 500 VAC | Input Voltage range (VAC) | 90 - 305 VAC | Input Current | 3.3 A - 115 VAC; 2.2 A - 2300 AC
CB Battery Chargers | http://www.altechcorp.com/GoogleAssets/PowerSupplies/CB2410A.jpg | No | Intelligent battery chargers, Suitable for most common battery types, Adjustable charging current, 2 VDC and 24 VDC single output, 110-220-277 VAC input | /Electronics & Electrical/Electronic Components & Devices/Automation Control Components | http://www.altechcorp.com/power/ | CB2410A | http://www.altechcorp.com/PDFS/Splits/PowerSupplies184-185.pdf | http://www.altechcorp.com/GoogleAssets/PowerSupplies/CB2410A(drawing1).jpg | http://www.altechcorp.com/GoogleAssets/PowerSupplies/CB2410A(drawing2).jpg | [6 empty] | Feature 1 | Input: Single-phase 115-230-277 VAC | Feature 2 | Output: Battery charging 24 VDC; 10 A | Insulation voltage (In/ Out) | 3000 VAC | Insulation voltage (In / PE) | 1605 VAC | Insulation voltage (Out / PE) | 500 VAC | Input Voltage range (VAC) | 90 - 135 / 180 - 305 VAC | Input Current | 3.3 A - 115 VAC; 2.2 A - 2300 AC
CB Battery Chargers | http://www.altechcorp.com/GoogleAssets/PowerSupplies/CB2420A.jpg | No | Intelligent battery chargers, Suitable for most common battery types, Adjustable charging current, 2 VDC and 24 VDC single output, 110-220-277 VAC input | /Electronics & Electrical/Electronic Components & Devices/Automation Control Components | http://www.altechcorp.com/power/ | CB2420A | http://www.altechcorp.com/PDFS/Splits/PowerSupplies186-187.pdf | http://www.altechcorp.com/GoogleAssets/PowerSupplies/CB2420A(drawing1).jpg | http://www.altechcorp.com/GoogleAssets/PowerSupplies/CB2420A(drawing2).jpg | [6 empty] | Feature 1 | Input: Single-phase 115-277 VAC | Feature 2 | Output: Battery charging 24 VDC; 20 A | Insulation voltage (In/ Out) | 3000 VAC | Insulation voltage (In / PE) | 1605 VAC | Insulation voltage (Out / PE) | 500 VAC | Input Voltage range (VAC) | 90 - 135 / 180 - 305 VAC | Input Current | (115 - 230 VAC) 8 - 4.2 A
CB Battery Chargers | http://www.altechcorp.com/GoogleAssets/PowerSupplies/CB12245A.jpg | No | Intelligent battery chargers, Suitable for most common battery types, Adjustable charging current, 2 VDC and 24 VDC single output, 110-220-277 VAC input | /Electronics & Electrical/Electronic Components & Devices/Automation Control Components | http://www.altechcorp.com/power/ | CB12245A | http://www.altechcorp.com/PDFS/Splits/PowerSupplies188-189.pdf | http://www.altechcorp.com/GoogleAssets/PowerSupplies/CB12245A(drawing1).jpg | http://www.altechcorp.com/GoogleAssets/PowerSupplies/CB12245A(drawing2).jpg | [6 empty] | Feature 1 | Input: Single-phase 115-230-277 VAC | Feature 2 | Output: Battery charging12 VDC; 24 A | Insulation voltage (In/ Out) | 3000 VAC | Insulation voltage (In / PE) | 1605 VAC | Insulation voltage (Out / PE) | 500 VAC | Input Voltage range (VAC) | 115 - 230 - 277 VAC | Input Current | 2.4 A - 115 VAC; 1.2 A 230 VAC
DIN Rail Power Supplies Accessories | http://www.altechcorp.com/GoogleAssets/PowerSupplies/PS-RDN20.jpg | No | Redundancy diode module | /Electronics & Electrical/Electronic Components & Devices/Automation Control Components | http://www.altechcorp.com/power/ | PS-RDN20 | http://www.altechcorp.com/PDFS/Splits/PowerSupplies194-195.pdf | http://www.altechcorp.com/GoogleAssets/PowerSupplies/PS-RDN20(drawing1).jpg | http://www.altechcorp.com/GoogleAssets/PowerSupplies/PS-RDN20(drawing2).jpg | [6 empty] | Feature 1 | Suitable for redundant operation of 24V system | Feature 2 | Installed on DIN RAIL TS35 / 7.5 or 15 | Reverse Voltage (max.) | 30V | Output Current (max.) | 20A | Input Voltage Range | 21~28V | Number of Inputs | Two
DIN Rail Power Supplies Accessories | http://www.altechcorp.com/GoogleAssets/PowerSupplies/PS-UPS40.jpg | No | UPS controller module | /Electronics & Electrical/Electronic Components & Devices/Automation Control Components | http://www.altechcorp.com/power/ | PS-UPS40 | http://www.altechcorp.com/PDFS/Splits/PowerSupplies196-197.pdf | http://www.altechcorp.com/GoogleAssets/PowerSupplies/PS-UPS40(drawing1).jpg | http://www.altechcorp.com/GoogleAssets/PowerSupplies/PS-UPS40(drawing2).jpg | [6 empty] | Feature 1 | Battery controller for DIN Rail UPS system | Feature 2 | Parallel connection to DC BUS | DC Voltage (Typ.) | 24 ~ 29V | Rated Current | 40A | Voltage Range (Typ.) | 21 ~ 29V | Current Range | 0 - 40A
DIN Rail Power Supplies Accessories | http://www.altechcorp.com/GoogleAssets/PowerSupplies/BAT-1-2VRLA.jpg | No | Battery Backup Enclosures with VRLA Batteries | /Electronics & Electrical/Electronic Components & Devices/Automation Control Components | http://www.altechcorp.com/power/ | BAT-1.2VRLA | http://www.altechcorp.com/PDFS/Splits/PowerSupplies198.pdf | http://www.altechcorp.com/GoogleAssets/PowerSupplies/ | http://www.altechcorp.com/GoogleAssets/PowerSupplies/ | [6 empty] | Output | 24V - 1.2Ah | Protection Current | 25 A fuse | Dimensions h x w x d (mm) | 62 x 175 x 120 | Weight kg (approx.) | 1.53
DIN Rail Power Supplies Accessories | http://www.altechcorp.com/GoogleAssets/PowerSupplies/BAT-3-4VRLA.jpg | No | Battery Backup Enclosures with VRLA Batteries | /Electronics & Electrical/Electronic Components & Devices/Automation Control Components | http://www.altechcorp.com/power/ | BAT-3.4VRLA | http://www.altechcorp.com/PDFS/Splits/PowerSupplies198.pdf | http://www.altechcorp.com/GoogleAssets/PowerSupplies/ | http://www.altechcorp.com/GoogleAssets/PowerSupplies/ | [6 empty] | Output | 24V - 3.2Ah | Protection Current | 25 A fuse | Dimensions h x w x d (mm) | 82 x 200 x 160 | Weight kg (approx.) | 3
DIN Rail Power Supplies Accessories | http://www.altechcorp.com/GoogleAssets/PowerSupplies/BAT-7-2VRLA.jpg | No | Battery Backup Enclosures with VRLA Batteries | /Electronics & Electrical/Electronic Components & Devices/Automation Control Components | http://www.altechcorp.com/power/ | BAT-7.2VRLA | http://www.altechcorp.com/PDFS/Splits/PowerSupplies198.pdf | http://www.altechcorp.com/GoogleAssets/PowerSupplies/ | http://www.altechcorp.com/GoogleAssets/PowerSupplies/ | [6 empty] | Output | 24V - 7.2Ah | Protection Current | 25 A fuse | Dimensions h x w x d (mm) | 145 x 210 x 130 | Weight kg (approx.) | 5.5
DIN Rail Power Supplies Accessories | http://www.altechcorp.com/GoogleAssets/PowerSupplies/BAT-12VRLA.jpg | No | Battery Backup Enclosures with VRLA Batteries | /Electronics & Electrical/Electronic Components & Devices/Automation Control Components | http://www.altechcorp.com/power/ | BAT-12VRLA | http://www.altechcorp.com/PDFS/Splits/PowerSupplies198.pdf | http://www.altechcorp.com/GoogleAssets/PowerSupplies/ | http://www.altechcorp.com/GoogleAssets/PowerSupplies/ | [6 empty] | Output | 24V - 12Ah | Protection Current | 25 A fuse | Dimensions h x w x d (mm) | 210 x 210 x210 | Weight kg (approx.) | 9
DIN Rail Power Supplies Accessories | http://www.altechcorp.com/GoogleAssets/PowerSupplies/BTH-1-2.jpg | No | Battery Housing Without Batteries | /Electronics & Electrical/Electronic Components & Devices/Automation Control Components | http://www.altechcorp.com/power/ | BTH-1.2 | http://www.altechcorp.com/PDFS/Splits/PowerSupplies198.pdf | http://www.altechcorp.com/GoogleAssets/PowerSupplies/ | http://www.altechcorp.com/GoogleAssets/PowerSupplies/ | [6 empty] | Battery Type | 2x 12V/1.2AH | Protection Current | 25 A fuse | Dimensions h x w x d (mm) | 62 x 175 x 120 | Weight kg (approx.) | 0.5
DIN Rail Power Supplies Accessories | http://www.altechcorp.com/GoogleAssets/PowerSupplies/BTH-3-4.jpg | No | Battery Housing Without Batteries | /Electronics & Electrical/Electronic Components & Devices/Automation Control Components | http://www.altechcorp.com/power/ | BTH-3.4 | http://www.altechcorp.com/PDFS/Splits/PowerSupplies198.pdf | http://www.altechcorp.com/GoogleAssets/PowerSupplies/ | http://www.altechcorp.com/GoogleAssets/PowerSupplies/ | [6 empty] | Battery Type | 2x 12V/3.4AH | Protection Current | 25 A fuse | Dimensions h x w x d (mm) | 82 x 200 x 160 | Weight kg (approx.) | 0.9
DIN Rail Power Supplies Accessories | http://www.altechcorp.com/GoogleAssets/PowerSupplies/BTH-7-2.jpg | No | Battery Housing Without Batteries | /Electronics & Electrical/Electronic Components & Devices/Automation Control Components | http://www.altechcorp.com/power/ | BTH-7.2 | http://www.altechcorp.com/PDFS/Splits/PowerSupplies198.pdf | http://www.altechcorp.com/GoogleAssets/PowerSupplies/ | http://www.altechcorp.com/GoogleAssets/PowerSupplies/ | [6 empty] | Battery Type | 2x 12V/7.2AH | Protection Current | 25 A fuse | Dimensions h x w x d (mm) | 145 x 210 x 130 | Weight kg (approx.) | 1.5
DIN Rail Power Supplies Accessories | http://www.altechcorp.com/GoogleAssets/PowerSupplies/BTH-12.jpg | No | Battery Housing Without Batteries | /Electronics & Electrical/Electronic Components & Devices/Automation Control Components | http://www.altechcorp.com/power/ | BTH-12 | http://www.altechcorp.com/PDFS/Splits/PowerSupplies198.pdf | http://www.altechcorp.com/GoogleAssets/PowerSupplies/ | http://www.altechcorp.com/GoogleAssets/PowerSupplies/ | [6 empty] | Battery Type | 2x 12V/12AH | Protection Current | 25 A fuse | Dimensions h x w x d (mm) | 210 x 210 x210 | Weight kg (approx.) | 1.9
DIN Rail Power Supplies Accessories | http://www.altechcorp.com/GoogleAssets/PowerSupplies/BTM-123.jpg | No | Battery Holders | /Electronics & Electrical/Electronic Components & Devices/Automation Control Components | http://www.altechcorp.com/power/ | BTM-123 | http://www.altechcorp.com/PDFS/Splits/PowerSupplies198.pdf | http://www.altechcorp.com/GoogleAssets/PowerSupplies/ | http://www.altechcorp.com/GoogleAssets/PowerSupplies/ | [6 empty] | Battery Size | 12V/3.2Ah | Protection A | 25 A fuse | Dimensions h x w x d (mm) | 105x136x90 | Weight KG (with battery) | 1.6 | Mounting | M4 SCREW
DIN Rail Power Supplies Accessories | http://www.altechcorp.com/GoogleAssets/PowerSupplies/BTM-123D.jpg | No | Battery Holders | /Electronics & Electrical/Electronic Components & Devices/Automation Control Components | http://www.altechcorp.com/power/ | BTM-123D | http://www.altechcorp.com/PDFS/Splits/PowerSupplies198.pdf | http://www.altechcorp.com/GoogleAssets/PowerSupplies/ | http://www.altechcorp.com/GoogleAssets/PowerSupplies/ | [6 empty] | Battery Size | 12V/3.2Ah | Protection A | 26 A fuse | Dimensions h x w x d (mm) | 105x136x91 | Weight KG (with battery) | 1.6 | Mounting | DIN RAIL
DIN Rail Power Supplies Accessories | http://www.altechcorp.com/GoogleAssets/PowerSupplies/BTM-127.jpg | No | Battery Holders | /Electronics & Electrical/Electronic Components & Devices/Automation Control Components | http://www.altechcorp.com/power/ | BTM-127 | http://www.altechcorp.com/PDFS/Splits/PowerSupplies198.pdf | http://www.altechcorp.com/GoogleAssets/PowerSupplies/ | http://www.altechcorp.com/GoogleAssets/PowerSupplies/ | [6 empty] | Battery Size | 12V/7.2Ah | Protection A | 27 A fuse | Dimensions h x w x d (mm) | 105x153x123 | Weight KG (with battery) | 2.4 | Mounting | M4 SCREW
DIN Rail Power Supplies Accessories | http://www.altechcorp.com/GoogleAssets/PowerSupplies/BTM-127D.jpg | No | Battery Holders | /Electronics & Electrical/Electronic Components & Devices/Automation Control Components | http://www.altechcorp.com/power/ | BTM-127D | http://www.altechcorp.com/PDFS/Splits/PowerSupplies198.pdf | http://www.altechcorp.com/GoogleAssets/PowerSupplies/ | http://www.altechcorp.com/GoogleAssets/PowerSupplies/ | [6 empty] | Battery Size | 12V/7.2Ah | Protection A | 28 A fuse | Dimensions h x w x d (mm) | 105x153x123 | Weight KG (with battery) | 2.4 | Mounting | DIN RAIL
DIN Rail Power Supplies Accessories | http://www.altechcorp.com/GoogleAssets/PowerSupplies/BTM-1212.jpg | No | Battery Holders | /Electronics & Electrical/Electronic Components & Devices/Automation Control Components | http://www.altechcorp.com/power/ | BTM-1212 | http://www.altechcorp.com/PDFS/Splits/PowerSupplies198.pdf | http://www.altechcorp.com/GoogleAssets/PowerSupplies/ | http://www.altechcorp.com/GoogleAssets/PowerSupplies/ | [6 empty] | Battery Size | 12V/12Ah | Protection A | 29 A fuse | Dimensions h x w x d (mm) | 170x153x123 | Weight KG (with battery) | 3.5 | Mounting | M4 SCREW
DIN Rail Power Supplies Accessories | http://www.altechcorp.com/GoogleAssets/PowerSupplies/BTM-241.jpg | No | Battery Holders | /Electronics & Electrical/Electronic Components & Devices/Automation Control Components | http://www.altechcorp.com/power/ | BTM-241 | http://www.altechcorp.com/PDFS/Splits/PowerSupplies198.pdf | http://www.altechcorp.com/GoogleAssets/PowerSupplies/ | http://www.altechcorp.com/GoogleAssets/PowerSupplies/ | [6 empty] | Battery Size | 2 x 12V/1.2Ah | Protection A | 25 A fuse | Dimensions h x w x d (mm) | 170x102x80 | Weight KG (with battery) | 1.4 | Mounting | M4 SCREW
DIN Rail Power Supplies Accessories | http://www.altechcorp.com/GoogleAssets/PowerSupplies/BTM-241D.jpg | No | Battery Holders | /Electronics & Electrical/Electronic Components & Devices/Automation Control Components | http://www.altechcorp.com/power/ | BTM-241D | http://www.altechcorp.com/PDFS/Splits/PowerSupplies198.pdf | http://www.altechcorp.com/GoogleAssets/PowerSupplies/ | http://www.altechcorp.com/GoogleAssets/PowerSupplies/ | [6 empty] | Battery Size | 2 x 12V/1.2Ah | Protection A | 26 A fuse | Dimensions h x w x d (mm) | 170x102x80 | Weight KG (with battery) | 1.4 | Mounting | DIN RAIL
DIN Rail Power Supplies Accessories | http://www.altechcorp.com/GoogleAssets/PowerSupplies/BTM-243.jpg | No | Battery Holders | /Electronics & Electrical/Electronic Components & Devices/Automation Control Components | http://www.altechcorp.com/power/ | BTM-243 | http://www.altechcorp.com/PDFS/Splits/PowerSupplies198.pdf | http://www.altechcorp.com/GoogleAssets/PowerSupplies/ | http://www.altechcorp.com/GoogleAssets/PowerSupplies/ | [6 empty] | Battery Size | 2x 12V/3.2Ah | Protection A | 27 A fuse | Dimensions h x w x d (mm) | 170x136x90 | Weight KG (with battery) | 3.1 | Mounting | M4 SCREW
DIN Rail Power Supplies Accessories | http://www.altechcorp.com/GoogleAssets/PowerSupplies/BTM-243D.jpg | No | Battery Holders | /Electronics & Electrical/Electronic Components & Devices/Automation Control Components | http://www.altechcorp.com/power/ | BTM-243D | http://www.altechcorp.com/PDFS/Splits/PowerSupplies198.pdf | http://www.altechcorp.com/GoogleAssets/PowerSupplies/ | http://www.altechcorp.com/GoogleAssets/PowerSupplies/ | [6 empty] | Battery Size | 2x 12V/3.2Ah | Protection A | 28 A fuse | Dimensions h x w x d (mm) | 170x136x90 | Weight KG (with battery) | 3.1 | Mounting | DIN RAIL
DIN Rail Power Supplies Accessories | http://www.altechcorp.com/GoogleAssets/PowerSupplies/BTM-247.jpg | No | Battery Holders | /Electronics & Electrical/Electronic Components & Devices/Automation Control Components | http://www.altechcorp.com/power/ | BTM-247 | http://www.altechcorp.com/PDFS/Splits/PowerSupplies198.pdf | http://www.altechcorp.com/GoogleAssets/PowerSupplies/ | http://www.altechcorp.com/GoogleAssets/PowerSupplies/ | [6 empty] | Battery Size | 2 x 12V/7.2Ah | Protection A | 29 A fuse | Dimensions h x w x d (mm) | 170x153x123 | Weight KG (with battery) | 4.7 | Mounting | M4 SCREW
DIN Rail Power Supplies Accessories | http://www.altechcorp.com/GoogleAssets/PowerSupplies/BTM-247D.jpg | No | Battery Holders | /Electronics & Electrical/Electronic Components & Devices/Automation Control Components | http://www.altechcorp.com/power/ | BTM-247D | http://www.altechcorp.com/PDFS/Splits/PowerSupplies198.pdf | http://www.altechcorp.com/GoogleAssets/PowerSupplies/ | http://www.altechcorp.com/GoogleAssets/PowerSupplies/ | [6 empty] | Battery Size | 2 x 12V/7.2Ah | Protection A | 30 A fuse | Dimensions h x w x d (mm) | 170x153x123 | Weight KG (with battery) | 4.7 | Mounting | DIN RAIL
DIN Rail Power Supplies Accessories | http://www.altechcorp.com/GoogleAssets/PowerSupplies/BTM-2412.jpg | No | Battery Holders | /Electronics & Electrical/Electronic Components & Devices/Automation Control Components | http://www.altechcorp.com/power/ | BTM-2412 | http://www.altechcorp.com/PDFS/Splits/PowerSupplies198.pdf | http://www.altechcorp.com/GoogleAssets/PowerSupplies/ | http://www.altechcorp.com/GoogleAssets/PowerSupplies/ | [6 empty] | Battery Size | 2 x 12V/12Ah | Protection A | 31 A fuse | Dimensions h x w x d (mm) | 235x153x123 | Weight KG (with battery) | 7.9 | Mounting | M4 SCREW
DIN Rail Power Supplies Accessories | http://www.altechcorp.com/GoogleAssets/PowerSupplies/C-TEC-2403-1.jpg | No | Ultra Capacitor Modules, CTEC Ultra capcitor module | /Electronics & Electrical/Electronic Components & Devices/Automation Control Components | http://www.altechcorp.com/power/ | C-TEC 2403-1 | http://www.altechcorp.com/PDFS/Splits/PowerSupplies199.pdf | http://www.altechcorp.com/GoogleAssets/PowerSupplies/ | http://www.altechcorp.com/GoogleAssets/PowerSupplies/ | [6 empty] | prim. V | 24 | sec. V | 24 | output A | 3 | energy Ws | 1000 | imax A | 6 | Dimensions h x w x d (mm) | 92.5x60x116 | weight kg | 0.55
DIN Rail Power Supplies Accessories | http://www.altechcorp.com/GoogleAssets/PowerSupplies/C-TEC-2405-5.jpg | No | Ultra Capacitor Modules, CTEC Ultra capcitor module | /Electronics & Electrical/Electronic Components & Devices/Automation Control Components | http://www.altechcorp.com/power/ | C-TEC 2405-5 | http://www.altechcorp.com/PDFS/Splits/PowerSupplies199.pdf | http://www.altechcorp.com/GoogleAssets/PowerSupplies/ | http://www.altechcorp.com/GoogleAssets/PowerSupplies/ | [6 empty] | prim. V | 24/12 | sec. V | 24/12 | output A | 5 | energy Ws | 5000 | imax A | 7 | Dimensions h x w x d (mm) | 163x114x145 | weight kg | 1.8
DIN Rail Power Supplies Accessories | http://www.altechcorp.com/GoogleAssets/PowerSupplies/C-TEC-2410-10.jpg | No | Ultra Capacitor Modules, CTEC Ultra capcitor module | /Electronics & Electrical/Electronic Components & Devices/Automation Control Components | http://www.altechcorp.com/power/ | C-TEC 2410-10 | http://www.altechcorp.com/PDFS/Splits/PowerSupplies199.pdf | http://www.altechcorp.com/GoogleAssets/PowerSupplies/ | http://www.altechcorp.com/GoogleAssets/PowerSupplies/ | [6 empty] | prim. V | 24/12 | sec. V | 24/12 | output A | 10 | energy Ws | 10000 | imax A | 10 | Dimensions h x w x d (mm) | 163x114x145 | weight kg | 2.1
DIN Rail Power Supplies Accessories | http://www.altechcorp.com/GoogleAssets/PowerSupplies/C-TEC-2420-8.jpg | No | Ultra Capacitor Modules, CTEC Ultra capcitor module | /Electronics & Electrical/Electronic Components & Devices/Automation Control Components | http://www.altechcorp.com/power/ | C-TEC 2420-8 | http://www.altechcorp.com/PDFS/Splits/PowerSupplies199.pdf | http://www.altechcorp.com/GoogleAssets/PowerSupplies/ | http://www.altechcorp.com/GoogleAssets/PowerSupplies/ | [6 empty] | prim. V | 24 | sec. V | 24 | output A | 20 | energy Ws | 8000 | imax A | 20 | Dimensions h x w x d (mm) | 192x84x192 | weight kg | 1.8
DIN Rail Power Supplies Accessories | http://www.altechcorp.com/GoogleAssets/PowerSupplies/C-TEC-2440-4P.jpg | No | Ultra Capacitor Modules, CTEC Ultra capcitor module | /Electronics & Electrical/Electronic Components & Devices/Automation Control Components | http://www.altechcorp.com/power/ | C-TEC 2440-4P | http://www.altechcorp.com/PDFS/Splits/PowerSupplies199.pdf | http://www.altechcorp.com/GoogleAssets/PowerSupplies/ | http://www.altechcorp.com/GoogleAssets/PowerSupplies/ | [6 empty] | prim. V | 24 | sec. V | 24 | output A | 40 | energy Ws | 4000 | imax A | 40 | Dimensions h x w x d (mm) | 192x84x198 | weight kg | 2.0
DIN Rail Power Supplies Accessories | http://www.altechcorp.com/GoogleAssets/PowerSupplies/AC-TEC-2403-1.jpg | No | Ultra Capacitor Modules, CTEC Ultra capcitor module | /Electronics & Electrical/Electronic Components & Devices/Automation Control Components | http://www.altechcorp.com/power/ | AC-TEC 2403-1 | http://www.altechcorp.com/PDFS/Splits/PowerSupplies199.pdf | http://www.altechcorp.com/GoogleAssets/PowerSupplies/ | http://www.altechcorp.com/GoogleAssets/PowerSupplies/ | [6 empty] | prim. V | 115 - 230 VAC | sec. V | 24 | output A | 3 | energy Ws | 1000 | imax A | 1.5xIA | Dimensions h x w x d (mm) | 152.5 x 72 x 130 | weight kg | 0.85
DIN Rail Power Supplies Accessories | http://www.altechcorp.com/GoogleAssets/PowerSupplies/AC-TEC-2420-8.jpg | No | Ultra Capacitor Modules, CTEC Ultra capcitor module | /Electronics & Electrical/Electronic Components & Devices/Automation Control Components | http://www.altechcorp.com/power/ | AC-TEC 2420-8 | http://www.altechcorp.com/PDFS/Splits/PowerSupplies199.pdf | http://www.altechcorp.com/GoogleAssets/PowerSupplies/ | http://www.altechcorp.com/GoogleAssets/PowerSupplies/ | [6 empty] | prim. V | 3 x 340 - 550 VAC | sec. V | 24 | output A | 20 | energy Ws | 8000 | imax A | 1.5xIA | Dimensions h x w x d (mm) | 192.5 x 140 x 198 | weight kg | 0.85
DIN Rail Power Supplies Accessories | http://www.altechcorp.com/GoogleAssets/PowerSupplies/CEM-1.jpg | No | UltraCapacitor Modules, Capacitor Extension Module | /Electronics & Electrical/Electronic Components & Devices/Automation Control Components | http://www.altechcorp.com/power/ | CEM 1 | http://www.altechcorp.com/PDFS/Splits/PowerSupplies199.pdf | http://www.altechcorp.com/GoogleAssets/PowerSupplies/ | http://www.altechcorp.com/GoogleAssets/PowerSupplies/ | [6 empty] | nominal voltage V DC | 24 | sec. V DC | 24 | output A | 3 | energy Ws | 1kJ, 1000Ws | imax A | 3 | Dimensions h x w x d (mm) | 92.5x60x116 | weight kg | 0.85
DIN Rail Power Supplies Accessories | http://www.altechcorp.com/GoogleAssets/PowerSupplies/CEM-2.jpg | No | UltraCapacitor Modules, Capacitor Extension Module | /Electronics & Electrical/Electronic Components & Devices/Automation Control Components | http://www.altechcorp.com/power/ | CEM 2 | http://www.altechcorp.com/PDFS/Splits/PowerSupplies199.pdf | http://www.altechcorp.com/GoogleAssets/PowerSupplies/ | http://www.altechcorp.com/GoogleAssets/PowerSupplies/ | [6 empty] | nominal voltage V DC | 24 | sec. V DC | 24 | output A | 3 | energy Ws | 2kJ, 2000Ws | imax A | 3 | Dimensions h x w x d (mm) | 92.5x60x116 | weight kg | 1
DIN Rail Power Supplies Accessories | http://www.altechcorp.com/GoogleAssets/PowerSupplies/CEM-8.jpg | No | UltraCapacitor Modules, Capacitor Extension Module | /Electronics & Electrical/Electronic Components & Devices/Automation Control Components | http://www.altechcorp.com/power/ | CEM 8 | http://www.altechcorp.com/PDFS/Splits/PowerSupplies199.pdf | http://www.altechcorp.com/GoogleAssets/PowerSupplies/ | http://www.altechcorp.com/GoogleAssets/PowerSupplies/ | [6 empty] | nominal voltage V DC | 24 | sec. V DC | 24 | output A | 20 | energy Ws | 8kJ, 8000Ws | imax A | 20 | Dimensions h x w x d (mm) | 192x84x192 | weight kg | 1.4
DIN Rail Power Supplies Accessories | http://www.altechcorp.com/GoogleAssets/PowerSupplies/CEM-16.jpg | No | UltraCapacitor Modules, Capacitor Extension Module | /Electronics & Electrical/Electronic Components & Devices/Automation Control Components | http://www.altechcorp.com/power/ | CEM 16 | http://www.altechcorp.com/PDFS/Splits/PowerSupplies199.pdf | http://www.altechcorp.com/GoogleAssets/PowerSupplies/ | http://www.altechcorp.com/GoogleAssets/PowerSupplies/ | [6 empty] | nominal voltage V DC | 24 | sec. V DC | 24 | output A | 20 | energy Ws | 16kJ, 16000Ws | imax A | 20 | Dimensions h x w x d (mm) | 192x84x192 | weight kg | 1.9
DIN Rail Power Supplies Accessories | http://www.altechcorp.com/GoogleAssets/PowerSupplies/AKKUTEC-2402.jpg | No | UltraCapacitor Modules, AKKUTEC DC-UPS Buffer Unit (without batteries) | /Electronics & Electrical/Electronic Components & Devices/Automation Control Components | http://www.altechcorp.com/power/ | AKKUTEC 2402 | http://www.altechcorp.com/PDFS/Splits/PowerSupplies199.pdf | http://www.altechcorp.com/GoogleAssets/PowerSupplies/ | http://www.altechcorp.com/GoogleAssets/PowerSupplies/ | [6 empty] | prim. V | 115 - 230 | sec. V | 24 | output A | 2 | Dimensions h x w x d (mm) | 60x92.5x116 | weight kg | 0.55
DIN Rail Power Supplies Accessories | http://www.altechcorp.com/GoogleAssets/PowerSupplies/AKKUTEC-2405.jpg | No | UltraCapacitor Modules, AKKUTEC DC-UPS Buffer Unit (without batteries) | /Electronics & Electrical/Electronic Components & Devices/Automation Control Components | http://www.altechcorp.com/power/ | AKKUTEC 2405 | http://www.altechcorp.com/PDFS/Splits/PowerSupplies199.pdf | http://www.altechcorp.com/GoogleAssets/PowerSupplies/ | http://www.altechcorp.com/GoogleAssets/PowerSupplies/ | [6 empty] | prim. V | 115-230 | sec. V | 24 | output A | 5 | Dimensions h x w x d (mm) | 160x75x150 | weight kg | 1
DIN Rail Power Supplies Accessories | http://www.altechcorp.com/GoogleAssets/PowerSupplies/AKKUTEC-2412.jpg | No | UltraCapacitor Modules, AKKUTEC DC-UPS Buffer Unit (without batteries) | /Electronics & Electrical/Electronic Components & Devices/Automation Control Components | http://www.altechcorp.com/power/ | AKKUTEC 2412 | http://www.altechcorp.com/PDFS/Splits/PowerSupplies199.pdf | http://www.altechcorp.com/GoogleAssets/PowerSupplies/ | http://www.altechcorp.com/GoogleAssets/PowerSupplies/ | [6 empty] | prim. V | 230 | sec. V | 24 | output A | 12 | Dimensions h x w x d (mm) | 155x95x183 | weight kg | 0.4
DIN Rail Power Supplies Accessories | http://www.altechcorp.com/GoogleAssets/PowerSupplies/AKKUTEC-2440.jpg | No | UltraCapacitor Modules, AKKUTEC DC-UPS Buffer Unit (without batteries) | /Electronics & Electrical/Electronic Components & Devices/Automation Control Components | http://www.altechcorp.com/power/ | AKKUTEC 2440 | http://www.altechcorp.com/PDFS/Splits/PowerSupplies199.pdf | http://www.altechcorp.com/GoogleAssets/PowerSupplies/ | http://www.altechcorp.com/GoogleAssets/PowerSupplies/ | [6 empty] | prim. V | 3x400 | sec. V | 24 | output A | 44 | Dimensions h x w x d (mm) | 180x290x150 | weight kg | 3.3
| http://www.altechcorp.com/GoogleAssets/EnclosureTBD.jpg | Yes |  | /Electronics & Electrical/Electronic Components & Devices/Automation Control Components |  |  |  | http://www.altechcorp.com/GoogleAssets/EnclosureDrawings1.jpg | [7 empty] | Height
| http://www.altechcorp.com/GoogleAssets/EnclosureTBD.jpg | Yes |  | /Electronics & Electrical/Electronic Components & Devices/Automation Control Components |  |  |  | http://www.altechcorp.com/GoogleAssets/EnclosureDrawings1.jpg
| http://www.altechcorp.com/GoogleAssets/EnclosureTBD.jpg | Yes |  | /Electronics & Electrical/Electronic Components & Devices/Automation Control Components
| http://www.altechcorp.com/GoogleAssets/EnclosureTBD.jpg | Yes |  | /Electronics & Electrical/Electronic Components & Devices/Automation Control Components
| http://www.altechcorp.com/GoogleAssets/EnclosureTBD.jpg | Yes |  | /Electronics & Electrical/Electronic Components & Devices/Automation Control Components
/Electronics & Electrical/Electronic Components & Devices/Automation Control Components
/Electronics & Electrical/Electronic Components & Devices/Automation Control Components
/Electronics & Electrical/Electronic Components & Devices/Automation Control Components

## Category
Category Name
Electronics & Electrical
/Electronics & Electrical/Electrical Wires, Cables & Accessories
/Electronics & Electrical/Electrical Wires, Cables & Accessories/Cable Clamps
/Electronics & Electrical/Electrical Wires, Cables & Accessories/Cable Harnesses & Assemblies
/Electronics & Electrical/Electrical Wires, Cables & Accessories/Cable Ties
/Electronics & Electrical/Electrical Wires, Cables & Accessories/Electrical Conduits
/Electronics & Electrical/Electrical Wires, Cables & Accessories/Electrical Insulation
/Electronics & Electrical/Electrical Wires, Cables & Accessories/Electrical Wire
/Electronics & Electrical/Electrical Wires, Cables & Accessories/Power Cables
/Electronics & Electrical/Electrical Wires, Cables & Accessories/Power Cords
/Electronics & Electrical/Electrical Wires, Cables & Accessories/Wire Ducting
/Electronics & Electrical/Electrical Wires, Cables & Accessories/Power Entry Modules & Connectors
/Electronics & Electrical/Electrical Wires, Cables & Accessories/Communication Cables
/Electronics & Electrical/Electrical Wires, Cables & Accessories/Fiber Optic Cables
/Electronics & Electrical/Electronic Components & Devices
/Electronics & Electrical/Electronic Components & Devices/Automation Control Components
/Electronics & Electrical/Electronic Components & Devices/Automation Control Components/Control Panels
/Electronics & Electrical/Electronic Components & Devices/Automation Control Components/Motor Controllers
/Electronics & Electrical/Electronic Components & Devices/Automation Control Components/Programmable Automation Controllers
/Electronics & Electrical/Electronic Components & Devices/Automation Control Components/Programmable Logic Controllers
/Electronics & Electrical/Electronic Components & Devices/Automation Control Components/Variable Frequency Drives
/Electronics & Electrical/Electronic Components & Devices/Electrical Capacitors
/Electronics & Electrical/Electronic Components & Devices/Electrical Connectors & Terminals
/Electronics & Electrical/Electronic Components & Devices/Electrical Connectors & Terminals/Electrical Connectors
/Electronics & Electrical/Electronic Components & Devices/Electrical Connectors & Terminals/Electrical Terminals
/Electronics & Electrical/Electronic Components & Devices/Electrical Connectors & Terminals/Power Distribution Boxes
/Electronics & Electrical/Electronic Components & Devices/Electrical Connectors & Terminals/Power Entry Modules & Connectors
/Electronics & Electrical/Electronic Components & Devices/Electrical Connectors & Terminals/Power Plugs & Sockets
/Electronics & Electrical/Electronic Components & Devices/Electrical Connectors & Terminals/Terminal Blocks
/Electronics & Electrical/Electronic Components & Devices/Electrical Motors
/Electronics & Electrical/Electronic Components & Devices/Electrical Resistors
/Electronics & Electrical/Electronic Components & Devices/Electrical Resistors/Fuses & Fuseblocks
/Electronics & Electrical/Electronic Components & Devices/Electrical Resistors/Potentiometers & Rheostats
/Electronics & Electrical/Electronic Components & Devices/Electrical Switches
/Electronics & Electrical/Electronic Components & Devices/Electrical Switches/Circuit Breakers
/Electronics & Electrical/Electronic Components & Devices/Electrical Switches/Electrical Contactors
/Electronics & Electrical/Electronic Components & Devices/Electrical Switches/Electrical Relays
/Electronics & Electrical/Electronic Components & Devices/Electrical Switches/Electronic Multiplexers
/Electronics & Electrical/Electronic Components & Devices/Electrical Switches/Optoelectronic Switches
/Electronics & Electrical/Electronic Components & Devices/Electrical Switches/Automotive Relays & Switches
/Electronics & Electrical/Electronic Components & Devices/Electron Tubes
/Electronics & Electrical/Electronic Components & Devices/Electronic Amplifiers
/Electronics & Electrical/Electronic Components & Devices/Electronic Attenuators
/Electronics & Electrical/Electronic Components & Devices/Electronic Circuits
/Electronics & Electrical/Electronic Components & Devices/Electronic Circuits/Decoders & Encoders
/Electronics & Electrical/Electronic Components & Devices/Electronic Circuits/Electronic Filters
/Electronics & Electrical/Electronic Components & Devices/Electronic Circuits/Electronic Oscillators
/Electronics & Electrical/Electronic Components & Devices/Electronic Circuits/Electronic Transmitters
/Electronics & Electrical/Electronic Components & Devices/Electronic Circuits/Electronic Transmitters/Pressure Transmitters
/Electronics & Electrical/Electronic Components & Devices/Electronic Circuits/Electronic Transmitters/Temperature Transmitters
/Electronics & Electrical/Electronic Components & Devices/Electronic Circuits/Integrated Circuits & Chips
/Electronics & Electrical/Electronic Components & Devices/Electronic Circuits/Microcontrollers
/Electronics & Electrical/Electronic Components & Devices/Electronic Sensors & Transducers
/Electronics & Electrical/Electronic Components & Devices/Electronic Sensors & Transducers/Hall Effect Sensors
/Electronics & Electrical/Electronic Components & Devices/Electronic Sensors & Transducers/Proximity Sensors
/Electronics & Electrical/Electronic Components & Devices/Electronic Sensors & Transducers/Fiber Optic Sensors
/Electronics & Electrical/Electronic Components & Devices/Electronic Sensors & Transducers/Stud Sensors
/Electronics & Electrical/Electronic Components & Devices/Electronic Sensors & Transducers/Pressure Sensors
/Electronics & Electrical/Electronic Components & Devices/Electronic Sensors & Transducers/Temperature Sensors
/Electronics & Electrical/Electronic Components & Devices/Electronic Transformers
/Electronics & Electrical/Electronic Components & Devices/Electronics Cooling Equipment
/Electronics & Electrical/Electronic Components & Devices/Electronics Cooling Equipment/Electronics Cooling Fans
/Electronics & Electrical/Electronic Components & Devices/Electronics Cooling Equipment/Heat Sinks
/Electronics & Electrical/Electronic Components & Devices/Inductors
/Electronics & Electrical/Electronic Components & Devices/Power Dividers & Splitters
/Electronics & Electrical/Electronic Components & Devices/Printed Circuit Boards
/Electronics & Electrical/Electronic Components & Devices/Semiconductor Devices
/Electronics & Electrical/Electronic Components & Devices/Semiconductor Devices/Diodes
/Electronics & Electrical/Electronic Components & Devices/Semiconductor Devices/Thyristors
/Electronics & Electrical/Electronic Components & Devices/Semiconductor Devices/Transistors
/Electronics & Electrical/Electronic Components & Devices/Transceivers
/Electronics & Electrical/Electronic Consoles & Enclosures
/Electronics & Electrical/Electronic Consoles & Enclosures/Electronics Racks & Cabinet Racks
/Electronics & Electrical/Electronic Consoles & Enclosures/Junction Boxes
/Electronics & Electrical/Electronic Consoles & Enclosures/Panel Boxes
/Electronics & Electrical/Electronic Consoles & Enclosures/Switch Boxes
/Electronics & Electrical/Electronics Assembly & Production Machinery
/Electronics & Electrical/Generators & Alternators
/Electronics & Electrical/Generators & Alternators/Diesel Generators
/Electronics & Electrical/Generators & Alternators/Gasoline Generators
/Electronics & Electrical/Generators & Alternators/Generator Parts
/Electronics & Electrical/Generators & Alternators/Hydraulic Generators
/Electronics & Electrical/Generators & Alternators/Inverter Generators
/Electronics & Electrical/Generators & Alternators/Solar Generators
/Electronics & Electrical/Optoelectronics
/Electronics & Electrical/Optoelectronics/Opto-isolators & Couplers
/Electronics & Electrical/Optoelectronics/Optoelectronic Displays
/Electronics & Electrical/Optoelectronics/Optoelectronic Displays/LCD Modules
/Electronics & Electrical/Optoelectronics/Optoelectronic Displays/LED Displays
/Electronics & Electrical/Optoelectronics/Optoelectronic Switches
/Electronics & Electrical/Power Supplies & Accessories
/Electronics & Electrical/Power Supplies & Accessories/Inductors
/Electronics & Electrical/Power Supplies & Accessories/AC-DC Adapters
/Electronics & Electrical/Power Supplies & Accessories/Batteries
/Electronics & Electrical/Power Supplies & Accessories/Batteries/Battery Packs
/Electronics & Electrical/Power Supplies & Accessories/Batteries/Button Cell Batteries
/Electronics & Electrical/Power Supplies & Accessories/Batteries/Primary Cell Batteries
/Electronics & Electrical/Power Supplies & Accessories/Batteries/Rechargeable Batteries
/Electronics & Electrical/Power Supplies & Accessories/Batteries/Solar Batteries
/Electronics & Electrical/Power Supplies & Accessories/Battery Chargers
/Electronics & Electrical/Power Supplies & Accessories/Fuel Cells
/Electronics & Electrical/Power Supplies & Accessories/Power Converters & Inverters
/Electronics & Electrical/Electronic & Electrical Test & Measurement
/Electronics & Electrical/Electronic & Electrical Test & Measurement/Battery Testers
/Electronics & Electrical/Electronic & Electrical Test & Measurement/Breadboards
/Electronics & Electrical/Electronic & Electrical Test & Measurement/Cable Testers
/Electronics & Electrical/Electronic & Electrical Test & Measurement/EMF Meters
/Electronics & Electrical/Electronic & Electrical Test & Measurement/Electrical Current Testers
/Electronics & Electrical/Electronic & Electrical Test & Measurement/Frequency Meters
/Electronics & Electrical/Electronic & Electrical Test & Measurement/LCR, Capacitance & Resistance Meters
/Electronics & Electrical/Electronic & Electrical Test & Measurement/Leak Detectors
/Electronics & Electrical/Electronic & Electrical Test & Measurement/Metal Detectors
/Electronics & Electrical/Electronic & Electrical Test & Measurement/Multimeters
/Electronics & Electrical/Electronic & Electrical Test & Measurement/Oscilloscopes
/Electronics & Electrical/Electronic & Electrical Test & Measurement/Power Meters
/Electronics & Electrical/Electronic & Electrical Test & Measurement/Radiation Detectors
/Electronics & Electrical/Electronic & Electrical Test & Measurement/Rebar Locators
/Electronics & Electrical/Electronic & Electrical Test & Measurement/Signal & Pulse Generators
/Electronics & Electrical/Electronic & Electrical Test & Measurement/Sound Level Meters & Noise Dosimeters
/Electronics & Electrical/Electronic & Electrical Test & Measurement/Spectrum Analyzers
/Electronics & Electrical/Electronic & Electrical Test & Measurement/Stud Sensors
/Electronics & Electrical/Electronic & Electrical Test & Measurement/Test Probes
/Electronics & Electrical/Electronic & Electrical Test & Measurement/Voltage Testers
Note on C1: updated Dec 29th 2012