## Blank Template
Product name (mandatory) | Primary product photo (mandatory) | Customizable? (mandatory) | Description (mandatory) | Product category (mandatory) | Product webpage (optional) | Part number (optional) | Product specification (optional) | Additional product photo 1 (optional) | Additional product photo 2 (optional) | Additional product photo 3 (optional) | Minimum order (optional) | Unit (optional) | Pricing (optional) | Lead time (optional) | Product video url (optional) | Attribute1 name (optional) | Attribute1 value (optional) | Attribute2 name (optional) | Attribute2 value (optional) | Attribute3 name (optional) | Attribute3 value (optional) | Attribute4 name (optional) | Attribute4 value (optional) | Attribute5 name (optional) | Attribute5 value (optional) | Attribute6 name (optional) | Attribute6 value (optional) | Attribute7 name (optional) | Attribute7 value (optional) | Attribute8 name (optional) | Attribute8 value (optional) | Attribute9 name (optional) | Attribute9 value (optional) | Attribute10 name (optional) | Attribute10 value (optional)
Pin and Sleeve Devices 20-30A IP44 Splashproof | http://www.altechcorp.com/GoogleAssets/PS/S31S10A.jpg |  | IP44 Splashproof Plug | /Electronics & Electrical/Electronic Components & Devices/Automation Control Components | http://www.altechcorp.com/HTML/PinSleeve-A.html | S31S10A | [9 empty] | Ground Pin | 4h | Poles | 2P/3W | Amps | 20A | Voltage | 120V AC | Color | Yellow
Pin and Sleeve Devices 20-30A IP44 Splashproof | http://www.altechcorp.com/GoogleAssets/PS/S31S20A.jpg |  | IP44 Splashproof Plug | /Electronics & Electrical/Electronic Components & Devices/Automation Control Components | http://www.altechcorp.com/HTML/PinSleeve-A.html | S31S20A | [9 empty] | Ground Pin | 6h | Poles | 2P/3W | Amps | 20A | Voltage | 250V AC | Color | Blue
Pin and Sleeve Devices 20-30A IP44 Splashproof | http://www.altechcorp.com/GoogleAssets/PS/S31S50A.jpg |  | IP44 Splashproof Plug | /Electronics & Electrical/Electronic Components & Devices/Automation Control Components | http://www.altechcorp.com/HTML/PinSleeve-A.html | S31S50A | [9 empty] | Ground Pin | 7h | Poles | 2P/3W | Amps | 20A | Voltage | 480V AC | Color | Red
Pin and Sleeve Devices 20-30A IP44 Splashproof | http://www.altechcorp.com/GoogleAssets/PS/S31S70A.jpg |  | IP44 Splashproof Plug | /Electronics & Electrical/Electronic Components & Devices/Automation Control Components | http://www.altechcorp.com/HTML/PinSleeve-A.html | S31S70A | [9 empty] | Ground Pin | 5h | Poles | 2P/3W | Amps | 20A | Voltage | 277V AC | Color | Grey
Pin and Sleeve Devices 20-30A IP44 Splashproof | http://www.altechcorp.com/GoogleAssets/PS/S41S00A.jpg | No | IP44 Splashproof Plug | /Electronics & Electrical/Electronic Components & Devices/Automation Control Components | http://www.altechcorp.com/HTML/PinSleeve-A.html | S41S00A | http://www.altechcorp.com/PDFS/Splits/pinsleeve.pdf | [8 empty] | Ground Pin | 3h | Poles | 3P/4W | Amps | 20A | Voltage | 380/440V AC | Color | Red
Pin and Sleeve Devices 20-30A IP44 Splashproof | http://www.altechcorp.com/GoogleAssets/PS/S41S20A.jpg | No | IP44 Splashproof Plug | /Electronics & Electrical/Electronic Components & Devices/Automation Control Components | http://www.altechcorp.com/HTML/PinSleeve-A.html | S41S20A | http://www.altechcorp.com/PDFS/Splits/pinsleeve.pdf | [8 empty] | Ground Pin | 9h | Poles | 3P/4W | Amps | 20A | Voltage | 250V AC | Color | Blue
Pin and Sleeve Devices 20-30A IP44 Splashproof | http://www.altechcorp.com/GoogleAssets/PS/S41S30A.jpg | No | IP44 Splashproof Plug | /Electronics & Electrical/Electronic Components & Devices/Automation Control Components | http://www.altechcorp.com/HTML/PinSleeve-A.html | S41S30A | http://www.altechcorp.com/PDFS/Splits/pinsleeve.pdf | [8 empty] | Ground Pin | 6h | Poles | 3P/4W | Amps | 20A | Voltage | 400V AC | Color | Red
Pin and Sleeve Devices 20-30A IP44 Splashproof | http://www.altechcorp.com/GoogleAssets/PS/S41S50A.jpg | No | IP44 Splashproof Plug | /Electronics & Electrical/Electronic Components & Devices/Automation Control Components | http://www.altechcorp.com/HTML/PinSleeve-A.html | S41S50A | http://www.altechcorp.com/PDFS/Splits/pinsleeve.pdf | [8 empty] | Ground Pin | 7h | Poles | 3P/4W | Amps | 20A | Voltage | 480V AC | Color | Red
Pin and Sleeve Devices 20-30A IP44 Splashproof | http://www.altechcorp.com/GoogleAssets/PS/S41S60A.jpg | No | IP44 Splashproof Plug | /Electronics & Electrical/Electronic Components & Devices/Automation Control Components | http://www.altechcorp.com/HTML/PinSleeve-A.html | S41S60A | http://www.altechcorp.com/PDFS/Splits/pinsleeve.pdf | [8 empty] | Ground Pin | 12h | Poles | 3P/4W | Amps | 20A | Voltage | 120/250V AC | Color | Orange
Pin and Sleeve Devices 20-30A IP44 Splashproof | http://www.altechcorp.com/GoogleAssets/PS/S41S70A.jpg | No | IP44 Splashproof Plug | /Electronics & Electrical/Electronic Components & Devices/Automation Control Components | http://www.altechcorp.com/HTML/PinSleeve-A.html | S41S70A | http://www.altechcorp.com/PDFS/Splits/pinsleeve.pdf | [8 empty] | Ground Pin | 5h | Poles | 3P/4W | Amps | 20A | Voltage | 600V AC | Color | Black
Pin and Sleeve Devices 20-30A IP44 Splashproof | http://www.altechcorp.com/GoogleAssets/PS/S51S20A.jpg | No | IP44 Splashproof Plug | /Electronics & Electrical/Electronic Components & Devices/Automation Control Components | http://www.altechcorp.com/HTML/PinSleeve-A.html | S51S20A | http://www.altechcorp.com/PDFS/Splits/pinsleeve.pdf | [8 empty] | Ground Pin | 9h | Poles | 4P/5W | Amps | 20A | Voltage | 120/208V AC | Color | Blue
Pin and Sleeve Devices 20-30A IP44 Splashproof | http://www.altechcorp.com/GoogleAssets/PS/S51S30A.jpg | No | IP44 Splashproof Plug | /Electronics & Electrical/Electronic Components & Devices/Automation Control Components | http://www.altechcorp.com/HTML/PinSleeve-A.html | S51S30A | http://www.altechcorp.com/PDFS/Splits/pinsleeve.pdf | [8 empty] | Ground Pin | 6h | Poles | 4P/5W | Amps | 20A | Voltage | 400V AC | Color | Red
Pin and Sleeve Devices 20-30A IP44 Splashproof | http://www.altechcorp.com/GoogleAssets/PS/S51S50A.jpg | No | IP44 Splashproof Plug | /Electronics & Electrical/Electronic Components & Devices/Automation Control Components | http://www.altechcorp.com/HTML/PinSleeve-A.html | S51S50A | http://www.altechcorp.com/PDFS/Splits/pinsleeve.pdf | [8 empty] | Ground Pin | 7h | Poles | 4P/5W | Amps | 20A | Voltage | 277/480V AC | Color | Red
Pin and Sleeve Devices 20-30A IP44 Splashproof | http://www.altechcorp.com/GoogleAssets/PS/S51S70A.jpg | No | IP44 Splashproof Plug | /Electronics & Electrical/Electronic Components & Devices/Automation Control Components | http://www.altechcorp.com/HTML/PinSleeve-A.html | S51S70A | http://www.altechcorp.com/PDFS/Splits/pinsleeve.pdf | [8 empty] | Ground Pin | 5h | Poles | 4P/5W | Amps | 20A | Voltage | 347/600V AC | Color | Black
Pin and Sleeve Devices 20-30A IP44 Splashproof | http://www.altechcorp.com/GoogleAssets/PS/S32S10A.jpg | No | IP44 Splashproof Plug | /Electronics & Electrical/Electronic Components & Devices/Automation Control Components | http://www.altechcorp.com/HTML/PinSleeve-A.html | S32S10A | http://www.altechcorp.com/PDFS/Splits/pinsleeve.pdf | [8 empty] | Ground Pin | 4h | Poles | 2P/3W | Amps | 30A | Voltage | 120V AC | Color | Yellow
Pin and Sleeve Devices 20-30A IP44 Splashproof | http://www.altechcorp.com/GoogleAssets/PS/S32S20A.jpg | No | IP44 Splashproof Plug | /Electronics & Electrical/Electronic Components & Devices/Automation Control Components | http://www.altechcorp.com/HTML/PinSleeve-A.html | S32S20A | http://www.altechcorp.com/PDFS/Splits/pinsleeve.pdf | [8 empty] | Ground Pin | 6h | Poles | 2P/3W | Amps | 30A | Voltage | 250V AC | Color | Blue
Pin and Sleeve Devices 20-30A IP44 Splashproof | http://www.altechcorp.com/GoogleAssets/PS/S32S50A.jpg | No | IP44 Splashproof Plug | /Electronics & Electrical/Electronic Components & Devices/Automation Control Components | http://www.altechcorp.com/HTML/PinSleeve-A.html | S32S50A | http://www.altechcorp.com/PDFS/Splits/pinsleeve.pdf | [8 empty] | Ground Pin | 7h | Poles | 2P/3W | Amps | 30A | Voltage | 480V AC | Color | Red
Pin and Sleeve Devices 20-30A IP44 Splashproof | http://www.altechcorp.com/GoogleAssets/PS/S32S70A.jpg | No | IP44 Splashproof Plug | /Electronics & Electrical/Electronic Components & Devices/Automation Control Components | http://www.altechcorp.com/HTML/PinSleeve-A.html | S32S70A | http://www.altechcorp.com/PDFS/Splits/pinsleeve.pdf | [8 empty] | Ground Pin | 5h | Poles | 2P/3W | Amps | 30A | Voltage | 277V AC | Color | Grey
Pin and Sleeve Devices 20-30A IP44 Splashproof | http://www.altechcorp.com/GoogleAssets/PS/S42S00A.jpg | No | IP44 Splashproof Plug | /Electronics & Electrical/Electronic Components & Devices/Automation Control Components | http://www.altechcorp.com/HTML/PinSleeve-A.html | S42S00A | http://www.altechcorp.com/PDFS/Splits/pinsleeve.pdf | [8 empty] | Ground Pin | 3h | Poles | 3P/4W | Amps | 30A | Voltage | 380/440V AC | Color | Red
Pin and Sleeve Devices 20-30A IP44 Splashproof | http://www.altechcorp.com/GoogleAssets/PS/S42S20A.jpg | No | IP44 Splashproof Plug | /Electronics & Electrical/Electronic Components & Devices/Automation Control Components | http://www.altechcorp.com/HTML/PinSleeve-A.html | S42S20A | http://www.altechcorp.com/PDFS/Splits/pinsleeve.pdf | [8 empty] | Ground Pin | 9h | Poles | 3P/4W | Amps | 30A | Voltage | 250V AC | Color | Blue
Pin and Sleeve Devices 20-30A IP44 Splashproof | http://www.altechcorp.com/GoogleAssets/PS/S42S30A.jpg | No | IP44 Splashproof Plug | /Electronics & Electrical/Electronic Components & Devices/Automation Control Components | http://www.altechcorp.com/HTML/PinSleeve-A.html | S42S30A | http://www.altechcorp.com/PDFS/Splits/pinsleeve.pdf | [8 empty] | Ground Pin | 6h | Poles | 3P/4W | Amps | 30A | Voltage | 400V AC | Color | Red
Pin and Sleeve Devices 20-30A IP44 Splashproof | http://www.altechcorp.com/GoogleAssets/PS/S42S50A.jpg | No | IP44 Splashproof Plug | /Electronics & Electrical/Electronic Components & Devices/Automation Control Components | http://www.altechcorp.com/HTML/PinSleeve-A.html | S42S50A | http://www.altechcorp.com/PDFS/Splits/pinsleeve.pdf | [8 empty] | Ground Pin | 7h | Poles | 3P/4W | Amps | 30A | Voltage | 480V AC | Color | Red
Pin and Sleeve Devices 20-30A IP44 Splashproof | http://www.altechcorp.com/GoogleAssets/PS/S42S60A.jpg | No | IP44 Splashproof Plug | /Electronics & Electrical/Electronic Components & Devices/Automation Control Components | http://www.altechcorp.com/HTML/PinSleeve-A.html | S42S60A | http://www.altechcorp.com/PDFS/Splits/pinsleeve.pdf | [8 empty] | Ground Pin | 12h | Poles | 3P/4W | Amps | 30A | Voltage | 120/250V AC | Color | Orange
Pin and Sleeve Devices 20-30A IP44 Splashproof | http://www.altechcorp.com/GoogleAssets/PS/S42S70A.jpg | No | IP44 Splashproof Plug | /Electronics & Electrical/Electronic Components & Devices/Automation Control Components | http://www.altechcorp.com/HTML/PinSleeve-A.html | S42S70A | http://www.altechcorp.com/PDFS/Splits/pinsleeve.pdf | [8 empty] | Ground Pin | 5h | Poles | 3P/4W | Amps | 30A | Voltage | 600V AC | Color | Black
Pin and Sleeve Devices 20-30A IP44 Splashproof | http://www.altechcorp.com/GoogleAssets/PS/S52S20A.jpg | No | IP44 Splashproof Plug | /Electronics & Electrical/Electronic Components & Devices/Automation Control Components | http://www.altechcorp.com/HTML/PinSleeve-A.html | S52S20A | http://www.altechcorp.com/PDFS/Splits/pinsleeve.pdf | [8 empty] | Ground Pin | 9h | Poles | 4P/5W | Amps | 30A | Voltage | 120/208V AC | Color | Blue
Pin and Sleeve Devices 20-30A IP44 Splashproof | http://www.altechcorp.com/GoogleAssets/PS/S52S30A.jpg | No | IP44 Splashproof Plug | /Electronics & Electrical/Electronic Components & Devices/Automation Control Components | http://www.altechcorp.com/HTML/PinSleeve-A.html | S52S30A | http://www.altechcorp.com/PDFS/Splits/pinsleeve.pdf | [8 empty] | Ground Pin | 6h | Poles | 4P/5W | Amps | 30A | Voltage | 400V AC | Color | Red
Pin and Sleeve Devices 20-30A IP44 Splashproof | http://www.altechcorp.com/GoogleAssets/PS/S52S50A.jpg | No | IP44 Splashproof Plug | /Electronics & Electrical/Electronic Components & Devices/Automation Control Components | http://www.altechcorp.com/HTML/PinSleeve-A.html | S52S50A | http://www.altechcorp.com/PDFS/Splits/pinsleeve.pdf | [8 empty] | Ground Pin | 7h | Poles | 4P/5W | Amps | 30A | Voltage | 277/480V AC | Color | Red
Pin and Sleeve Devices 20-30A IP44 Splashproof | http://www.altechcorp.com/GoogleAssets/PS/S52S70A.jpg | No | IP44 Splashproof Plug | /Electronics & Electrical/Electronic Components & Devices/Automation Control Components | http://www.altechcorp.com/HTML/PinSleeve-A.html | S52S70A | http://www.altechcorp.com/PDFS/Splits/pinsleeve.pdf | [8 empty] | Ground Pin | 5h | Poles | 4P/5W | Amps | 30A | Voltage | 347/600V AC | Color | Black
Pin and Sleeve Devices 20-30A IP44 Splashproof | http://www.altechcorp.com/GoogleAssets/PS/K31S10A.jpg | No | IP44 Splashproof Connector | /Electronics & Electrical/Electronic Components & Devices/Automation Control Components | http://www.altechcorp.com/HTML/PinSleeve-A.html | K31S10A | http://www.altechcorp.com/PDFS/Splits/pinsleeve.pdf | [8 empty] | Ground Pin | 4h | Poles | 2P/3W | Amps | 20A | Voltage | 120V AC | Color | Yellow
Pin and Sleeve Devices 20-30A IP44 Splashproof | http://www.altechcorp.com/GoogleAssets/PS/K31S20A.jpg | No | IP44 Splashproof Connector | /Electronics & Electrical/Electronic Components & Devices/Automation Control Components | http://www.altechcorp.com/HTML/PinSleeve-A.html | K31S20A | http://www.altechcorp.com/PDFS/Splits/pinsleeve.pdf | [8 empty] | Ground Pin | 6h | Poles | 2P/3W | Amps | 20A | Voltage | 250V AC | Color | Blue
Pin and Sleeve Devices 20-30A IP44 Splashproof | http://www.altechcorp.com/GoogleAssets/PS/K31S50A.jpg | No | IP44 Splashproof Connector | /Electronics & Electrical/Electronic Components & Devices/Automation Control Components | http://www.altechcorp.com/HTML/PinSleeve-A.html | K31S50A | http://www.altechcorp.com/PDFS/Splits/pinsleeve.pdf | [8 empty] | Ground Pin | 7h | Poles | 2P/3W | Amps | 20A | Voltage | 480V AC | Color | Red
Pin and Sleeve Devices 20-30A IP44 Splashproof | http://www.altechcorp.com/GoogleAssets/PS/K31S70A.jpg | No | IP44 Splashproof Connector | /Electronics & Electrical/Electronic Components & Devices/Automation Control Components | http://www.altechcorp.com/HTML/PinSleeve-A.html | K31S70A | http://www.altechcorp.com/PDFS/Splits/pinsleeve.pdf | [8 empty] | Ground Pin | 5h | Poles | 2P/3W | Amps | 20A | Voltage | 277V AC | Color | Grey
Pin and Sleeve Devices 20-30A IP44 Splashproof | http://www.altechcorp.com/GoogleAssets/PS/K41S00A.jpg | No | IP44 Splashproof Connector | /Electronics & Electrical/Electronic Components & Devices/Automation Control Components | http://www.altechcorp.com/HTML/PinSleeve-A.html | K41S00A | http://www.altechcorp.com/PDFS/Splits/pinsleeve.pdf | [8 empty] | Ground Pin | 3h | Poles | 3P/4W | Amps | 20A | Voltage | 380/440V AC | Color | Red
Pin and Sleeve Devices 20-30A IP44 Splashproof | http://www.altechcorp.com/GoogleAssets/PS/K41S20A.jpg | No | IP44 Splashproof Connector | /Electronics & Electrical/Electronic Components & Devices/Automation Control Components | http://www.altechcorp.com/HTML/PinSleeve-A.html | K41S20A | http://www.altechcorp.com/PDFS/Splits/pinsleeve.pdf | [8 empty] | Ground Pin | 9h | Poles | 3P/4W | Amps | 20A | Voltage | 250V AC | Color | Blue
Pin and Sleeve Devices 20-30A IP44 Splashproof | http://www.altechcorp.com/GoogleAssets/PS/K41S30A.jpg | No | IP44 Splashproof Connector | /Electronics & Electrical/Electronic Components & Devices/Automation Control Components | http://www.altechcorp.com/HTML/PinSleeve-A.html | K41S30A | http://www.altechcorp.com/PDFS/Splits/pinsleeve.pdf | [8 empty] | Ground Pin | 6h | Poles | 3P/4W | Amps | 20A | Voltage | 400V AC | Color | Red
Pin and Sleeve Devices 20-30A IP44 Splashproof | http://www.altechcorp.com/GoogleAssets/PS/K41S50A.jpg | No | IP44 Splashproof Connector | /Electronics & Electrical/Electronic Components & Devices/Automation Control Components | http://www.altechcorp.com/HTML/PinSleeve-A.html | K41S50A | http://www.altechcorp.com/PDFS/Splits/pinsleeve.pdf | [8 empty] | Ground Pin | 7h | Poles | 3P/4W | Amps | 20A | Voltage | 480V AC | Color | Red
Pin and Sleeve Devices 20-30A IP44 Splashproof | http://www.altechcorp.com/GoogleAssets/PS/K41S60A.jpg | No | IP44 Splashproof Connector | /Electronics & Electrical/Electronic Components & Devices/Automation Control Components | http://www.altechcorp.com/HTML/PinSleeve-A.html | K41S60A | http://www.altechcorp.com/PDFS/Splits/pinsleeve.pdf | [8 empty] | Ground Pin | 12h | Poles | 3P/4W | Amps | 20A | Voltage | 120/250V AC | Color | Orange
Pin and Sleeve Devices 20-30A IP44 Splashproof | http://www.altechcorp.com/GoogleAssets/PS/K41S70A.jpg | No | IP44 Splashproof Connector | /Electronics & Electrical/Electronic Components & Devices/Automation Control Components | http://www.altechcorp.com/HTML/PinSleeve-A.html | K41S70A | http://www.altechcorp.com/PDFS/Splits/pinsleeve.pdf | [8 empty] | Ground Pin | 5h | Poles | 3P/4W | Amps | 20A | Voltage | 600V AC | Color | Black
Pin and Sleeve Devices 20-30A IP44 Splashproof | http://www.altechcorp.com/GoogleAssets/PS/K51S20A.jpg | No | IP44 Splashproof Connector | /Electronics & Electrical/Electronic Components & Devices/Automation Control Components | http://www.altechcorp.com/HTML/PinSleeve-A.html | K51S20A | http://www.altechcorp.com/PDFS/Splits/pinsleeve.pdf | [8 empty] | Ground Pin | 9h | Poles | 4P/5W | Amps | 20A | Voltage | 120/208V AC | Color | Blue
Pin and Sleeve Devices 20-30A IP44 Splashproof | http://www.altechcorp.com/GoogleAssets/PS/K51S30A.jpg | No | IP44 Splashproof Connector | /Electronics & Electrical/Electronic Components & Devices/Automation Control Components | http://www.altechcorp.com/HTML/PinSleeve-A.html | K51S30A | http://www.altechcorp.com/PDFS/Splits/pinsleeve.pdf | [8 empty] | Ground Pin | 6h | Poles | 4P/5W | Amps | 20A | Voltage | 400V AC | Color | Red
Pin and Sleeve Devices 20-30A IP44 Splashproof | http://www.altechcorp.com/GoogleAssets/PS/K51S50A.jpg | No | IP44 Splashproof Connector | /Electronics & Electrical/Electronic Components & Devices/Automation Control Components | http://www.altechcorp.com/HTML/PinSleeve-A.html | K51S50A | http://www.altechcorp.com/PDFS/Splits/pinsleeve.pdf | [8 empty] | Ground Pin | 7h | Poles | 4P/5W | Amps | 20A | Voltage | 277/480V AC | Color | Red
Pin and Sleeve Devices 20-30A IP44 Splashproof | http://www.altechcorp.com/GoogleAssets/PS/K51S70A.jpg | No | IP44 Splashproof Connector | /Electronics & Electrical/Electronic Components & Devices/Automation Control Components | http://www.altechcorp.com/HTML/PinSleeve-A.html | K51S70A | http://www.altechcorp.com/PDFS/Splits/pinsleeve.pdf | [8 empty] | Ground Pin | 5h | Poles | 4P/5W | Amps | 20A | Voltage | 347/600V AC | Color | Black
Pin and Sleeve Devices 20-30A IP44 Splashproof | http://www.altechcorp.com/GoogleAssets/PS/K32S10A.jpg | No | IP44 Splashproof Connector | /Electronics & Electrical/Electronic Components & Devices/Automation Control Components | http://www.altechcorp.com/HTML/PinSleeve-A.html | K32S10A | http://www.altechcorp.com/PDFS/Splits/pinsleeve.pdf | [8 empty] | Ground Pin | 4h | Poles | 2P/3W | Amps | 30A | Voltage | 120V AC | Color | Yellow
Pin and Sleeve Devices 20-30A IP44 Splashproof | http://www.altechcorp.com/GoogleAssets/PS/K32S20A.jpg | No | IP44 Splashproof Connector | /Electronics & Electrical/Electronic Components & Devices/Automation Control Components | http://www.altechcorp.com/HTML/PinSleeve-A.html | K32S20A | http://www.altechcorp.com/PDFS/Splits/pinsleeve.pdf | [8 empty] | Ground Pin | 6h | Poles | 2P/3W | Amps | 30A | Voltage | 250V AC | Color | Blue
Pin and Sleeve Devices 20-30A IP44 Splashproof | http://www.altechcorp.com/GoogleAssets/PS/K32S50A.jpg | No | IP44 Splashproof Connector | /Electronics & Electrical/Electronic Components & Devices/Automation Control Components | http://www.altechcorp.com/HTML/PinSleeve-A.html | K32S50A | http://www.altechcorp.com/PDFS/Splits/pinsleeve.pdf | [8 empty] | Ground Pin | 7h | Poles | 2P/3W | Amps | 30A | Voltage | 480V AC | Color | Red
Pin and Sleeve Devices 20-30A IP44 Splashproof | http://www.altechcorp.com/GoogleAssets/PS/K32S70A.jpg | No | IP44 Splashproof Connector | /Electronics & Electrical/Electronic Components & Devices/Automation Control Components | http://www.altechcorp.com/HTML/PinSleeve-A.html | K32S70A | http://www.altechcorp.com/PDFS/Splits/pinsleeve.pdf | [8 empty] | Ground Pin | 5h | Poles | 2P/3W | Amps | 30A | Voltage | 277V AC | Color | Grey
Pin and Sleeve Devices 20-30A IP44 Splashproof | http://www.altechcorp.com/GoogleAssets/PS/K42S00A.jpg | No | IP44 Splashproof Connector | /Electronics & Electrical/Electronic Components & Devices/Automation Control Components | http://www.altechcorp.com/HTML/PinSleeve-A.html | K42S00A | http://www.altechcorp.com/PDFS/Splits/pinsleeve.pdf | [8 empty] | Ground Pin | 3h | Poles | 3P/4W | Amps | 30A | Voltage | 380/440V AC | Color | Red
Pin and Sleeve Devices 20-30A IP44 Splashproof | http://www.altechcorp.com/GoogleAssets/PS/K42S20A.jpg | No | IP44 Splashproof Connector | /Electronics & Electrical/Electronic Components & Devices/Automation Control Components | http://www.altechcorp.com/HTML/PinSleeve-A.html | K42S20A | http://www.altechcorp.com/PDFS/Splits/pinsleeve.pdf | [8 empty] | Ground Pin | 9h | Poles | 3P/4W | Amps | 30A | Voltage | 250V AC | Color | Blue
Pin and Sleeve Devices 20-30A IP44 Splashproof | http://www.altechcorp.com/GoogleAssets/PS/K42S30A.jpg | No | IP44 Splashproof Connector | /Electronics & Electrical/Electronic Components & Devices/Automation Control Components | http://www.altechcorp.com/HTML/PinSleeve-A.html | K42S30A | http://www.altechcorp.com/PDFS/Splits/pinsleeve.pdf | [8 empty] | Ground Pin | 6h | Poles | 3P/4W | Amps | 30A | Voltage | 400V AC | Color | Red
Pin and Sleeve Devices 20-30A IP44 Splashproof | http://www.altechcorp.com/GoogleAssets/PS/K42S50A.jpg | No | IP44 Splashproof Connector | /Electronics & Electrical/Electronic Components & Devices/Automation Control Components | http://www.altechcorp.com/HTML/PinSleeve-A.html | K42S50A | http://www.altechcorp.com/PDFS/Splits/pinsleeve.pdf | [8 empty] | Ground Pin | 7h | Poles | 3P/4W | Amps | 30A | Voltage | 480V AC | Color | Red
Pin and Sleeve Devices 20-30A IP44 Splashproof | http://www.altechcorp.com/GoogleAssets/PS/K42S60A.jpg | No | IP44 Splashproof Connector | /Electronics & Electrical/Electronic Components & Devices/Automation Control Components | http://www.altechcorp.com/HTML/PinSleeve-A.html | K42S60A | http://www.altechcorp.com/PDFS/Splits/pinsleeve.pdf | [8 empty] | Ground Pin | 12h | Poles | 3P/4W | Amps | 30A | Voltage | 120/250V AC | Color | Orange
Pin and Sleeve Devices 20-30A IP44 Splashproof | http://www.altechcorp.com/GoogleAssets/PS/K42S70A | No | IP44 Splashproof Connector | /Electronics & Electrical/Electronic Components & Devices/Automation Control Components | http://www.altechcorp.com/HTML/PinSleeve-A.html | K42S70A | http://www.altechcorp.com/PDFS/Splits/pinsleeve.pdf | [8 empty] | Ground Pin | 5h | Poles | 3P/4W | Amps | 30A | Voltage | 600V AC | Color | Black
Pin and Sleeve Devices 20-30A IP44 Splashproof | http://www.altechcorp.com/GoogleAssets/PS/K52S20A.jpg | No | IP44 Splashproof Connector | /Electronics & Electrical/Electronic Components & Devices/Automation Control Components | http://www.altechcorp.com/HTML/PinSleeve-A.html | K52S20A | http://www.altechcorp.com/PDFS/Splits/pinsleeve.pdf | [8 empty] | Ground Pin | 9h | Poles | 4P/5W | Amps | 30A | Voltage | 120/208V AC | Color | Blue
Pin and Sleeve Devices 20-30A IP44 Splashproof | http://www.altechcorp.com/GoogleAssets/PS/K52S30A.jpg | No | IP44 Splashproof Connector | /Electronics & Electrical/Electronic Components & Devices/Automation Control Components | http://www.altechcorp.com/HTML/PinSleeve-A.html | K52S30A | http://www.altechcorp.com/PDFS/Splits/pinsleeve.pdf | [8 empty] | Ground Pin | 6h | Poles | 4P/5W | Amps | 30A | Voltage | 400V AC | Color | Red
Pin and Sleeve Devices 20-30A IP44 Splashproof | http://www.altechcorp.com/GoogleAssets/PS/K52S50A.jpg | No | IP44 Splashproof Connector | /Electronics & Electrical/Electronic Components & Devices/Automation Control Components | http://www.altechcorp.com/HTML/PinSleeve-A.html | K52S50A | http://www.altechcorp.com/PDFS/Splits/pinsleeve.pdf | [8 empty] | Ground Pin | 7h | Poles | 4P/5W | Amps | 30A | Voltage | 277/480V AC | Color | Red
Pin and Sleeve Devices 20-30A IP44 Splashproof | http://www.altechcorp.com/GoogleAssets/PS/K52S70A.jpg | No | IP44 Splashproof Connector | /Electronics & Electrical/Electronic Components & Devices/Automation Control Components | http://www.altechcorp.com/HTML/PinSleeve-A.html | K52S70A | http://www.altechcorp.com/PDFS/Splits/pinsleeve.pdf | [8 empty] | Ground Pin | 5h | Poles | 4P/5W | Amps | 30A | Voltage | 347/600V AC | Color | Black
Pin and Sleeve Devices 20-30A IP44 Splashproof | http://www.altechcorp.com/GoogleAssets/PS/F31S10A.jpg | No | IP44 Splashproof Straight Receptacle | /Electronics & Electrical/Electronic Components & Devices/Automation Control Components | http://www.altechcorp.com/HTML/PinSleeve-A.html | F31S10A | http://www.altechcorp.com/PDFS/Splits/pinsleeve.pdf | [8 empty] | Ground Pin | 4h | Poles | 2P/3W | Amps | 20A | Voltage | 120V AC | Color | Yellow
Pin and Sleeve Devices 20-30A IP44 Splashproof | http://www.altechcorp.com/GoogleAssets/PS/F31S20A.jpg | No | IP44 Splashproof Straight Receptacle | /Electronics & Electrical/Electronic Components & Devices/Automation Control Components | http://www.altechcorp.com/HTML/PinSleeve-A.html | F31S20A | http://www.altechcorp.com/PDFS/Splits/pinsleeve.pdf | [8 empty] | Ground Pin | 6h | Poles | 2P/3W | Amps | 20A | Voltage | 250V AC | Color | Blue
Pin and Sleeve Devices 20-30A IP44 Splashproof | http://www.altechcorp.com/GoogleAssets/PS/F31S50A.jpg | No | IP44 Splashproof Straight Receptacle | /Electronics & Electrical/Electronic Components & Devices/Automation Control Components | http://www.altechcorp.com/HTML/PinSleeve-A.html | F31S50A | http://www.altechcorp.com/PDFS/Splits/pinsleeve.pdf | [8 empty] | Ground Pin | 7h | Poles | 2P/3W | Amps | 20A | Voltage | 480V AC | Color | Red
Pin and Sleeve Devices 20-30A IP44 Splashproof | http://www.altechcorp.com/GoogleAssets/PS/F31S70A.jpg | No | IP44 Splashproof Straight Receptacle | /Electronics & Electrical/Electronic Components & Devices/Automation Control Components | http://www.altechcorp.com/HTML/PinSleeve-A.html | F31S70A | http://www.altechcorp.com/PDFS/Splits/pinsleeve.pdf | [8 empty] | Ground Pin | 5h | Poles | 2P/3W | Amps | 20A | Voltage | 277V AC | Color | Grey
Pin and Sleeve Devices 20-30A IP44 Splashproof | http://www.altechcorp.com/GoogleAssets/PS/F41S00A.jpg | No | IP44 Splashproof Straight Receptacle | /Electronics & Electrical/Electronic Components & Devices/Automation Control Components | http://www.altechcorp.com/HTML/PinSleeve-A.html | F41S00A | http://www.altechcorp.com/PDFS/Splits/pinsleeve.pdf | [8 empty] | Ground Pin | 3h | Poles | 3P/4W | Amps | 20A | Voltage | 380/440V AC | Color | Red
Pin and Sleeve Devices 20-30A IP44 Splashproof | http://www.altechcorp.com/GoogleAssets/PS/F41S20A.jpg | No | IP44 Splashproof Straight Receptacle | /Electronics & Electrical/Electronic Components & Devices/Automation Control Components | http://www.altechcorp.com/HTML/PinSleeve-A.html | F41S20A | http://www.altechcorp.com/PDFS/Splits/pinsleeve.pdf | [8 empty] | Ground Pin | 9h | Poles | 3P/4W | Amps | 20A | Voltage | 250V AC | Color | Blue
Pin and Sleeve Devices 20-30A IP44 Splashproof | http://www.altechcorp.com/GoogleAssets/PS/F41S30A.jpg | No | IP44 Splashproof Straight Receptacle | /Electronics & Electrical/Electronic Components & Devices/Automation Control Components | http://www.altechcorp.com/HTML/PinSleeve-A.html | F41S30A | http://www.altechcorp.com/PDFS/Splits/pinsleeve.pdf | [8 empty] | Ground Pin | 6h | Poles | 3P/4W | Amps | 20A | Voltage | 400V AC | Color | Red
Pin and Sleeve Devices 20-30A IP44 Splashproof | http://www.altechcorp.com/GoogleAssets/PS/F41S50A.jpg | No | IP44 Splashproof Straight Receptacle | /Electronics & Electrical/Electronic Components & Devices/Automation Control Components | http://www.altechcorp.com/HTML/PinSleeve-A.html | F41S50A | http://www.altechcorp.com/PDFS/Splits/pinsleeve.pdf | [8 empty] | Ground Pin | 7h | Poles | 3P/4W | Amps | 20A | Voltage | 480V AC | Color | Red
Pin and Sleeve Devices 20-30A IP44 Splashproof | http://www.altechcorp.com/GoogleAssets/PS/F41S60A.jpg | No | IP44 Splashproof Straight Receptacle | /Electronics & Electrical/Electronic Components & Devices/Automation Control Components | http://www.altechcorp.com/HTML/PinSleeve-A.html | F41S60A | http://www.altechcorp.com/PDFS/Splits/pinsleeve.pdf | [8 empty] | Ground Pin | 12h | Poles | 3P/4W | Amps | 20A | Voltage | 120/250V AC | Color | Orange
Pin and Sleeve Devices 20-30A IP44 Splashproof | http://www.altechcorp.com/GoogleAssets/PS/F41S70A.jpg | No | IP44 Splashproof Straight Receptacle | /Electronics & Electrical/Electronic Components & Devices/Automation Control Components | http://www.altechcorp.com/HTML/PinSleeve-A.html | F41S70A | http://www.altechcorp.com/PDFS/Splits/pinsleeve.pdf | [8 empty] | Ground Pin | 5h | Poles | 3P/4W | Amps | 20A | Voltage | 600V AC | Color | Black
Pin and Sleeve Devices 20-30A IP44 Splashproof | http://www.altechcorp.com/GoogleAssets/PS/F51S20A.jpg | No | IP44 Splashproof Straight Receptacle | /Electronics & Electrical/Electronic Components & Devices/Automation Control Components | http://www.altechcorp.com/HTML/PinSleeve-A.html | F51S20A | http://www.altechcorp.com/PDFS/Splits/pinsleeve.pdf | [8 empty] | Ground Pin | 9h | Poles | 4P/5W | Amps | 20A | Voltage | 120/208V AC | Color | Blue
Pin and Sleeve Devices 20-30A IP44 Splashproof | http://www.altechcorp.com/GoogleAssets/PS/F51S30A.jpg | No | IP44 Splashproof Straight Receptacle | /Electronics & Electrical/Electronic Components & Devices/Automation Control Components | http://www.altechcorp.com/HTML/PinSleeve-A.html | F51S30A | http://www.altechcorp.com/PDFS/Splits/pinsleeve.pdf | [8 empty] | Ground Pin | 6h | Poles | 4P/5W | Amps | 20A | Voltage | 400V AC | Color | Red
Pin and Sleeve Devices 20-30A IP44 Splashproof | http://www.altechcorp.com/GoogleAssets/PS/F51S50A.jpg | No | IP44 Splashproof Straight Receptacle | /Electronics & Electrical/Electronic Components & Devices/Automation Control Components | http://www.altechcorp.com/HTML/PinSleeve-A.html | F51S50A | http://www.altechcorp.com/PDFS/Splits/pinsleeve.pdf | [8 empty] | Ground Pin | 7h | Poles | 4P/5W | Amps | 20A | Voltage | 277/480V AC | Color | Red
Pin and Sleeve Devices 20-30A IP44 Splashproof | http://www.altechcorp.com/GoogleAssets/PS/F51S70A.jpg | No | IP44 Splashproof Straight Receptacle | /Electronics & Electrical/Electronic Components & Devices/Automation Control Components | http://www.altechcorp.com/HTML/PinSleeve-A.html | F51S70A | http://www.altechcorp.com/PDFS/Splits/pinsleeve.pdf | [8 empty] | Ground Pin | 5h | Poles | 4P/5W | Amps | 20A | Voltage | 347/600V AC | Color | Black
Pin and Sleeve Devices 20-30A IP44 Splashproof | http://www.altechcorp.com/GoogleAssets/PS/F32S10A.jpg | No | IP44 Splashproof Straight Receptacle | /Electronics & Electrical/Electronic Components & Devices/Automation Control Components | http://www.altechcorp.com/HTML/PinSleeve-A.html | F32S10A | http://www.altechcorp.com/PDFS/Splits/pinsleeve.pdf | [8 empty] | Ground Pin | 4h | Poles | 2P/3W | Amps | 30A | Voltage | 120V AC | Color | Yellow
Pin and Sleeve Devices 20-30A IP44 Splashproof | http://www.altechcorp.com/GoogleAssets/PS/F32S20A.jpg | No | IP44 Splashproof Straight Receptacle | /Electronics & Electrical/Electronic Components & Devices/Automation Control Components | http://www.altechcorp.com/HTML/PinSleeve-A.html | F32S20A | http://www.altechcorp.com/PDFS/Splits/pinsleeve.pdf | [8 empty] | Ground Pin | 6h | Poles | 2P/3W | Amps | 30A | Voltage | 250V AC | Color | Blue
Pin and Sleeve Devices 20-30A IP44 Splashproof | http://www.altechcorp.com/GoogleAssets/PS/F32S50A.jpg | No | IP44 Splashproof Straight Receptacle | /Electronics & Electrical/Electronic Components & Devices/Automation Control Components | http://www.altechcorp.com/HTML/PinSleeve-A.html | F32S50A | http://www.altechcorp.com/PDFS/Splits/pinsleeve.pdf | [8 empty] | Ground Pin | 7h | Poles | 2P/3W | Amps | 30A | Voltage | 480V AC | Color | Red
Pin and Sleeve Devices 20-30A IP44 Splashproof | http://www.altechcorp.com/GoogleAssets/PS/F32S70A | No | IP44 Splashproof Straight Receptacle | /Electronics & Electrical/Electronic Components & Devices/Automation Control Components | http://www.altechcorp.com/HTML/PinSleeve-A.html | F32S70A | http://www.altechcorp.com/PDFS/Splits/pinsleeve.pdf | [8 empty] | Ground Pin | 5h | Poles | 2P/3W | Amps | 30A | Voltage | 277V AC | Color | Grey
Pin and Sleeve Devices 20-30A IP44 Splashproof | http://www.altechcorp.com/GoogleAssets/PS/F42S00A.jpg | No | IP44 Splashproof Straight Receptacle | /Electronics & Electrical/Electronic Components & Devices/Automation Control Components | http://www.altechcorp.com/HTML/PinSleeve-A.html | F42S00A | http://www.altechcorp.com/PDFS/Splits/pinsleeve.pdf | [8 empty] | Ground Pin | 3h | Poles | 3P/4W | Amps | 30A | Voltage | 380/440V AC | Color | Red
Pin and Sleeve Devices 20-30A IP44 Splashproof | http://www.altechcorp.com/GoogleAssets/PS/F42S20A.jpg | No | IP44 Splashproof Straight Receptacle | /Electronics & Electrical/Electronic Components & Devices/Automation Control Components | http://www.altechcorp.com/HTML/PinSleeve-A.html | F42S20A | http://www.altechcorp.com/PDFS/Splits/pinsleeve.pdf | [8 empty] | Ground Pin | 9h | Poles | 3P/4W | Amps | 30A | Voltage | 250V AC | Color | Blue
Pin and Sleeve Devices 20-30A IP44 Splashproof | http://www.altechcorp.com/GoogleAssets/PS/F42S30A.jpg | No | IP44 Splashproof Straight Receptacle | /Electronics & Electrical/Electronic Components & Devices/Automation Control Components | http://www.altechcorp.com/HTML/PinSleeve-A.html | F42S30A | http://www.altechcorp.com/PDFS/Splits/pinsleeve.pdf | [8 empty] | Ground Pin | 6h | Poles | 3P/4W | Amps | 30A | Voltage | 400V AC | Color | Red
Pin and Sleeve Devices 20-30A IP44 Splashproof | http://www.altechcorp.com/GoogleAssets/PS/F42S50A.jpg | No | IP44 Splashproof Straight Receptacle | /Electronics & Electrical/Electronic Components & Devices/Automation Control Components | http://www.altechcorp.com/HTML/PinSleeve-A.html | F42S50A | http://www.altechcorp.com/PDFS/Splits/pinsleeve.pdf | [8 empty] | Ground Pin | 7h | Poles | 3P/4W | Amps | 30A | Voltage | 480V AC | Color | Red
Pin and Sleeve Devices 20-30A IP44 Splashproof | http://www.altechcorp.com/GoogleAssets/PS/F42S60A.jpg | No | IP44 Splashproof Straight Receptacle | /Electronics & Electrical/Electronic Components & Devices/Automation Control Components | http://www.altechcorp.com/HTML/PinSleeve-A.html | F42S60A | http://www.altechcorp.com/PDFS/Splits/pinsleeve.pdf | [8 empty] | Ground Pin | 12h | Poles | 3P/4W | Amps | 30A | Voltage | 120/250V AC | Color | Orange
Pin and Sleeve Devices 20-30A IP44 Splashproof | http://www.altechcorp.com/GoogleAssets/PS/F42S70A.jpg | No | IP44 Splashproof Straight Receptacle | /Electronics & Electrical/Electronic Components & Devices/Automation Control Components | http://www.altechcorp.com/HTML/PinSleeve-A.html | F42S70A | http://www.altechcorp.com/PDFS/Splits/pinsleeve.pdf | [8 empty] | Ground Pin | 5h | Poles | 3P/4W | Amps | 30A | Voltage | 600V AC | Color | Black
Pin and Sleeve Devices 20-30A IP44 Splashproof | http://www.altechcorp.com/GoogleAssets/PS/F52S20A.jpg | No | IP44 Splashproof Straight Receptacle | /Electronics & Electrical/Electronic Components & Devices/Automation Control Components | http://www.altechcorp.com/HTML/PinSleeve-A.html | F52S20A | http://www.altechcorp.com/PDFS/Splits/pinsleeve.pdf | [8 empty] | Ground Pin | 9h | Poles | 4P/5W | Amps | 30A | Voltage | 120/208V AC | Color | Blue
Pin and Sleeve Devices 20-30A IP44 Splashproof | http://www.altechcorp.com/GoogleAssets/PS/F52S30A.jpg | No | IP44 Splashproof Straight Receptacle | /Electronics & Electrical/Electronic Components & Devices/Automation Control Components | http://www.altechcorp.com/HTML/PinSleeve-A.html | F52S30A | http://www.altechcorp.com/PDFS/Splits/pinsleeve.pdf | [8 empty] | Ground Pin | 6h | Poles | 4P/5W | Amps | 30A | Voltage | 400V AC | Color | Red
Pin and Sleeve Devices 20-30A IP44 Splashproof | http://www.altechcorp.com/GoogleAssets/PS/F52S50A.jpg | No | IP44 Splashproof Straight Receptacle | /Electronics & Electrical/Electronic Components & Devices/Automation Control Components | http://www.altechcorp.com/HTML/PinSleeve-A.html | F52S50A | http://www.altechcorp.com/PDFS/Splits/pinsleeve.pdf | [8 empty] | Ground Pin | 7h | Poles | 4P/5W | Amps | 30A | Voltage | 277/480V AC | Color | Red
Pin and Sleeve Devices 20-30A IP44 Splashproof | http://www.altechcorp.com/GoogleAssets/PS/F52S70A.jpg | No | IP44 Splashproof Angled 15° Receptacle | /Electronics & Electrical/Electronic Components & Devices/Automation Control Components | http://www.altechcorp.com/HTML/PinSleeve-A.html | F52S70A | http://www.altechcorp.com/PDFS/Splits/pinsleeve.pdf | [8 empty] | Ground Pin | 5h | Poles | 4P/5W | Amps | 30A | Voltage | 347/600V AC | Color | Black
Pin and Sleeve Devices 20-30A IP44 Splashproof | http://www.altechcorp.com/GoogleAssets/PS/F31S13A.jpg | No | IP44 Splashproof Angled 15° Receptacle | /Electronics & Electrical/Electronic Components & Devices/Automation Control Components | http://www.altechcorp.com/HTML/PinSleeve-A.html | F31S13A | http://www.altechcorp.com/PDFS/Splits/pinsleeve.pdf | [8 empty] | Ground Pin | 4h | Poles | 2P/3W | Amps | 20A | Voltage | 120V AC | Color | Yellow
Pin and Sleeve Devices 20-30A IP44 Splashproof | http://www.altechcorp.com/GoogleAssets/PS/F31S23A.jpg | No | IP44 Splashproof Angled 15° Receptacle | /Electronics & Electrical/Electronic Components & Devices/Automation Control Components | http://www.altechcorp.com/HTML/PinSleeve-A.html | F31S23A | http://www.altechcorp.com/PDFS/Splits/pinsleeve.pdf | [8 empty] | Ground Pin | 6h | Poles | 2P/3W | Amps | 20A | Voltage | 250V AC | Color | Blue
Pin and Sleeve Devices 20-30A IP44 Splashproof | http://www.altechcorp.com/GoogleAssets/PS/F31S53A.jpg | No | IP44 Splashproof Angled 15° Receptacle | /Electronics & Electrical/Electronic Components & Devices/Automation Control Components | http://www.altechcorp.com/HTML/PinSleeve-A.html | F31S53A | http://www.altechcorp.com/PDFS/Splits/pinsleeve.pdf | [8 empty] | Ground Pin | 7h | Poles | 2P/3W | Amps | 20A | Voltage | 480V AC | Color | Red
Pin and Sleeve Devices 20-30A IP44 Splashproof | http://www.altechcorp.com/GoogleAssets/PS/F31S73A.jpg | No | IP44 Splashproof Angled 15° Receptacle | /Electronics & Electrical/Electronic Components & Devices/Automation Control Components | http://www.altechcorp.com/HTML/PinSleeve-A.html | F31S73A | http://www.altechcorp.com/PDFS/Splits/pinsleeve.pdf | [8 empty] | Ground Pin | 5h | Poles | 2P/3W | Amps | 20A | Voltage | 277V AC | Color | Grey
Pin and Sleeve Devices 20-30A IP44 Splashproof | http://www.altechcorp.com/GoogleAssets/PS/F41S03A.jpg | No | IP44 Splashproof Angled 15° Receptacle | /Electronics & Electrical/Electronic Components & Devices/Automation Control Components | http://www.altechcorp.com/HTML/PinSleeve-A.html | F41S03A | http://www.altechcorp.com/PDFS/Splits/pinsleeve.pdf | [8 empty] | Ground Pin | 3h | Poles | 3P/4W | Amps | 20A | Voltage | 380/440V AC | Color | Red
Pin and Sleeve Devices 20-30A IP44 Splashproof | http://www.altechcorp.com/GoogleAssets/PS/F41S23A.jpg | No | IP44 Splashproof Angled 15° Receptacle | /Electronics & Electrical/Electronic Components & Devices/Automation Control Components | http://www.altechcorp.com/HTML/PinSleeve-A.html | F41S23A | http://www.altechcorp.com/PDFS/Splits/pinsleeve.pdf | [8 empty] | Ground Pin | 9h | Poles | 3P/4W | Amps | 20A | Voltage | 250V AC | Color | Blue
Pin and Sleeve Devices 20-30A IP44 Splashproof | http://www.altechcorp.com/GoogleAssets/PS/F41S33A.jpg | No | IP44 Splashproof Angled 15° Receptacle | /Electronics & Electrical/Electronic Components & Devices/Automation Control Components | http://www.altechcorp.com/HTML/PinSleeve-A.html | F41S33A | http://www.altechcorp.com/PDFS/Splits/pinsleeve.pdf | [8 empty] | Ground Pin | 6h | Poles | 3P/4W | Amps | 20A | Voltage | 400V AC | Color | Red
Pin and Sleeve Devices 20-30A IP44 Splashproof | http://www.altechcorp.com/GoogleAssets/PS/F41S53A.jpg | No | IP44 Splashproof Angled 15° Receptacle | /Electronics & Electrical/Electronic Components & Devices/Automation Control Components | http://www.altechcorp.com/HTML/PinSleeve-A.html | F41S53A | http://www.altechcorp.com/PDFS/Splits/pinsleeve.pdf | [8 empty] | Ground Pin | 7h | Poles | 3P/4W | Amps | 20A | Voltage | 480V AC | Color | Red
Pin and Sleeve Devices 20-30A IP44 Splashproof | http://www.altechcorp.com/GoogleAssets/PS/F41S63A.jpg | No | IP44 Splashproof Angled 15° Receptacle | /Electronics & Electrical/Electronic Components & Devices/Automation Control Components | http://www.altechcorp.com/HTML/PinSleeve-A.html | F41S63A | http://www.altechcorp.com/PDFS/Splits/pinsleeve.pdf | [8 empty] | Ground Pin | 12h | Poles | 3P/4W | Amps | 20A | Voltage | 120/250V AC | Color | Orange
Pin and Sleeve Devices 20-30A IP44 Splashproof | http://www.altechcorp.com/GoogleAssets/PS/F41S73A.jpg | No | IP44 Splashproof Angled 15° Receptacle | /Electronics & Electrical/Electronic Components & Devices/Automation Control Components | http://www.altechcorp.com/HTML/PinSleeve-A.html | F41S73A | http://www.altechcorp.com/PDFS/Splits/pinsleeve.pdf | [8 empty] | Ground Pin | 5h | Poles | 3P/4W | Amps | 20A | Voltage | 600V AC | Color | Black
Pin and Sleeve Devices 20-30A IP44 Splashproof | http://www.altechcorp.com/GoogleAssets/PS/F51S23A.jpg | No | IP44 Splashproof Angled 15° Receptacle | /Electronics & Electrical/Electronic Components & Devices/Automation Control Components | http://www.altechcorp.com/HTML/PinSleeve-A.html | F51S23A | http://www.altechcorp.com/PDFS/Splits/pinsleeve.pdf | [8 empty] | Ground Pin | 9h | Poles | 4P/5W | Amps | 20A | Voltage | 120/208V AC | Color | Blue
Pin and Sleeve Devices 20-30A IP44 Splashproof | http://www.altechcorp.com/GoogleAssets/PS/F51S33A.jpg | No | IP44 Splashproof Angled 15° Receptacle | /Electronics & Electrical/Electronic Components & Devices/Automation Control Components | http://www.altechcorp.com/HTML/PinSleeve-A.html | F51S33A | http://www.altechcorp.com/PDFS/Splits/pinsleeve.pdf | [8 empty] | Ground Pin | 6h | Poles | 4P/5W | Amps | 20A | Voltage | 400V AC | Color | Red
Pin and Sleeve Devices 20-30A IP44 Splashproof | http://www.altechcorp.com/GoogleAssets/PS/F51S53A.jpg | No | IP44 Splashproof Angled 15° Receptacle | /Electronics & Electrical/Electronic Components & Devices/Automation Control Components | http://www.altechcorp.com/HTML/PinSleeve-A.html | F51S53A | http://www.altechcorp.com/PDFS/Splits/pinsleeve.pdf | [8 empty] | Ground Pin | 7h | Poles | 4P/5W | Amps | 20A | Voltage | 277/480V AC | Color | Red
Pin and Sleeve Devices 20-30A IP44 Splashproof | http://www.altechcorp.com/GoogleAssets/PS/F51S73A.jpg | No | IP44 Splashproof Angled 15° Receptacle | /Electronics & Electrical/Electronic Components & Devices/Automation Control Components | http://www.altechcorp.com/HTML/PinSleeve-A.html | F51S73A | http://www.altechcorp.com/PDFS/Splits/pinsleeve.pdf | [8 empty] | Ground Pin | 5h | Poles | 4P/5W | Amps | 20A | Voltage | 347/600V AC | Color | Black
Pin and Sleeve Devices 20-30A IP44 Splashproof | http://www.altechcorp.com/GoogleAssets/PS/F32S13A.jpg | No | IP44 Splashproof Angled 15° Receptacle | /Electronics & Electrical/Electronic Components & Devices/Automation Control Components | http://www.altechcorp.com/HTML/PinSleeve-A.html | F32S13A | http://www.altechcorp.com/PDFS/Splits/pinsleeve.pdf | [8 empty] | Ground Pin | 4h | Poles | 2P/3W | Amps | 30A | Voltage | 120V AC | Color | Yellow
Pin and Sleeve Devices 20-30A IP44 Splashproof | http://www.altechcorp.com/GoogleAssets/PS/F32S23A.jpg | No | IP44 Splashproof Angled 15° Receptacle | /Electronics & Electrical/Electronic Components & Devices/Automation Control Components | http://www.altechcorp.com/HTML/PinSleeve-A.html | F32S23A | http://www.altechcorp.com/PDFS/Splits/pinsleeve.pdf | [8 empty] | Ground Pin | 6h | Poles | 2P/3W | Amps | 30A | Voltage | 250V AC | Color | Blue
Pin and Sleeve Devices 20-30A IP44 Splashproof | http://www.altechcorp.com/GoogleAssets/PS/F32S53A.jpg | No | IP44 Splashproof Angled 15° Receptacle | /Electronics & Electrical/Electronic Components & Devices/Automation Control Components | http://www.altechcorp.com/HTML/PinSleeve-A.html | F32S53A | http://www.altechcorp.com/PDFS/Splits/pinsleeve.pdf | [8 empty] | Ground Pin | 7h | Poles | 2P/3W | Amps | 30A | Voltage | 480V AC | Color | Red
Pin and Sleeve Devices 20-30A IP44 Splashproof | http://www.altechcorp.com/GoogleAssets/PS/F32S73A.jpg | No | IP44 Splashproof Angled 15° Receptacle | /Electronics & Electrical/Electronic Components & Devices/Automation Control Components | http://www.altechcorp.com/HTML/PinSleeve-A.html | F32S73A | http://www.altechcorp.com/PDFS/Splits/pinsleeve.pdf | [8 empty] | Ground Pin | 5h | Poles | 2P/3W | Amps | 30A | Voltage | 277V AC | Color | Grey
Pin and Sleeve Devices 20-30A IP44 Splashproof | http://www.altechcorp.com/GoogleAssets/PS/F42S03A.jpg | No | IP44 Splashproof Angled 15° Receptacle | /Electronics & Electrical/Electronic Components & Devices/Automation Control Components | http://www.altechcorp.com/HTML/PinSleeve-A.html | F42S03A | http://www.altechcorp.com/PDFS/Splits/pinsleeve.pdf | [8 empty] | Ground Pin | 3h | Poles | 3P/4W | Amps | 30A | Voltage | 380/440V AC | Color | Red
Pin and Sleeve Devices 20-30A IP44 Splashproof | http://www.altechcorp.com/GoogleAssets/PS/F42S23A.jpg | No | IP44 Splashproof Angled 15° Receptacle | /Electronics & Electrical/Electronic Components & Devices/Automation Control Components | http://www.altechcorp.com/HTML/PinSleeve-A.html | F42S23A | http://www.altechcorp.com/PDFS/Splits/pinsleeve.pdf | [8 empty] | Ground Pin | 9h | Poles | 3P/4W | Amps | 30A | Voltage | 250V AC | Color | Blue
Pin and Sleeve Devices 20-30A IP44 Splashproof | http://www.altechcorp.com/GoogleAssets/PS/F42S33A.jpg | No | IP44 Splashproof Angled 15° Receptacle | /Electronics & Electrical/Electronic Components & Devices/Automation Control Components | http://www.altechcorp.com/HTML/PinSleeve-A.html | F42S33A | http://www.altechcorp.com/PDFS/Splits/pinsleeve.pdf | [8 empty] | Ground Pin | 6h | Poles | 3P/4W | Amps | 30A | Voltage | 400V AC | Color | Red
Pin and Sleeve Devices 20-30A IP44 Splashproof | http://www.altechcorp.com/GoogleAssets/PS/F42S53A.jpg | No | IP44 Splashproof Angled 15° Receptacle | /Electronics & Electrical/Electronic Components & Devices/Automation Control Components | http://www.altechcorp.com/HTML/PinSleeve-A.html | F42S53A | http://www.altechcorp.com/PDFS/Splits/pinsleeve.pdf | [8 empty] | Ground Pin | 7h | Poles | 3P/4W | Amps | 30A | Voltage | 480V AC | Color | Red
Pin and Sleeve Devices 20-30A IP44 Splashproof | http://www.altechcorp.com/GoogleAssets/PS/F42S63A.jpg | No | IP44 Splashproof Angled 15° Receptacle | /Electronics & Electrical/Electronic Components & Devices/Automation Control Components | http://www.altechcorp.com/HTML/PinSleeve-A.html | F42S63A | http://www.altechcorp.com/PDFS/Splits/pinsleeve.pdf | [8 empty] | Ground Pin | 12h | Poles | 3P/4W | Amps | 30A | Voltage | 120/250V AC | Color | Orange
Pin and Sleeve Devices 20-30A IP44 Splashproof | http://www.altechcorp.com/GoogleAssets/PS/F42S73A.jpg | No | IP44 Splashproof Angled 15° Receptacle | /Electronics & Electrical/Electronic Components & Devices/Automation Control Components | http://www.altechcorp.com/HTML/PinSleeve-A.html | F42S73A | http://www.altechcorp.com/PDFS/Splits/pinsleeve.pdf | [8 empty] | Ground Pin | 5h | Poles | 3P/4W | Amps | 30A | Voltage | 600V AC | Color | Black
Pin and Sleeve Devices 20-30A IP44 Splashproof | http://www.altechcorp.com/GoogleAssets/PS/F52S23A.jpg | No | IP44 Splashproof Angled 15° Receptacle | /Electronics & Electrical/Electronic Components & Devices/Automation Control Components | http://www.altechcorp.com/HTML/PinSleeve-A.html | F52S23A | http://www.altechcorp.com/PDFS/Splits/pinsleeve.pdf | [8 empty] | Ground Pin | 9h | Poles | 4P/5W | Amps | 30A | Voltage | 120/208V AC | Color | Blue
Pin and Sleeve Devices 20-30A IP44 Splashproof | http://www.altechcorp.com/GoogleAssets/PS/F52S33A.jpg | No | IP44 Splashproof Angled 15° Receptacle | /Electronics & Electrical/Electronic Components & Devices/Automation Control Components | http://www.altechcorp.com/HTML/PinSleeve-A.html | F52S33A | http://www.altechcorp.com/PDFS/Splits/pinsleeve.pdf | [8 empty] | Ground Pin | 6h | Poles | 4P/5W | Amps | 30A | Voltage | 400V AC | Color | Red
Pin and Sleeve Devices 20-30A IP44 Splashproof | http://www.altechcorp.com/GoogleAssets/PS/F52S53A.jpg | No | IP44 Splashproof Angled 15° Receptacle | /Electronics & Electrical/Electronic Components & Devices/Automation Control Components | http://www.altechcorp.com/HTML/PinSleeve-A.html | F52S53A | http://www.altechcorp.com/PDFS/Splits/pinsleeve.pdf | [8 empty] | Ground Pin | 7h | Poles | 4P/5W | Amps | 30A | Voltage | 277/480V AC | Color | Red
Pin and Sleeve Devices 20-30A IP44 Splashproof | http://www.altechcorp.com/GoogleAssets/PS/F52S73A.jpg | No | IP44 Splashproof Angled 15° Receptacle | /Electronics & Electrical/Electronic Components & Devices/Automation Control Components | http://www.altechcorp.com/HTML/PinSleeve-A.html | F52S73A | http://www.altechcorp.com/PDFS/Splits/pinsleeve.pdf | [8 empty] | Ground Pin | 5h | Poles | 4P/5W | Amps | 30A | Voltage | 347/600V AC | Color | Black
Pin and Sleeve Devices 20-30A IP44 Splashproof | http://www.altechcorp.com/GoogleAssets/PS/D31S11A.jpg | No | IP44 Splashproof Small Box Receptacle | /Electronics & Electrical/Electronic Components & Devices/Automation Control Components | http://www.altechcorp.com/HTML/PinSleeve-A.html | D31S11A | http://www.altechcorp.com/PDFS/Splits/pinsleeve.pdf | [8 empty] | Ground Pin | 4h | Poles | 2P/3W | Amps | 20A | Voltage | 120V AC | Color | Yellow
Pin and Sleeve Devices 20-30A IP44 Splashproof | http://www.altechcorp.com/GoogleAssets/PS/D31S21A.jpg | No | IP44 Splashproof Small Box Receptacle | /Electronics & Electrical/Electronic Components & Devices/Automation Control Components | http://www.altechcorp.com/HTML/PinSleeve-A.html | D31S21A | http://www.altechcorp.com/PDFS/Splits/pinsleeve.pdf | [8 empty] | Ground Pin | 6h | Poles | 2P/3W | Amps | 20A | Voltage | 250V AC | Color | Blue
Pin and Sleeve Devices 20-30A IP44 Splashproof | http://www.altechcorp.com/GoogleAssets/PS/D31S51A.jpg | No | IP44 Splashproof Small Box Receptacle | /Electronics & Electrical/Electronic Components & Devices/Automation Control Components | http://www.altechcorp.com/HTML/PinSleeve-A.html | D31S51A | http://www.altechcorp.com/PDFS/Splits/pinsleeve.pdf | [8 empty] | Ground Pin | 7h | Poles | 2P/3W | Amps | 20A | Voltage | 480V AC | Color | Red
Pin and Sleeve Devices 20-30A IP44 Splashproof | http://www.altechcorp.com/GoogleAssets/PS/D31S71A.jpg | No | IP44 Splashproof Small Box Receptacle | /Electronics & Electrical/Electronic Components & Devices/Automation Control Components | http://www.altechcorp.com/HTML/PinSleeve-A.html | D31S71A | http://www.altechcorp.com/PDFS/Splits/pinsleeve.pdf | [8 empty] | Ground Pin | 5h | Poles | 2P/3W | Amps | 20A | Voltage | 277V AC | Color | Grey
Pin and Sleeve Devices 20-30A IP44 Splashproof | http://www.altechcorp.com/GoogleAssets/PS/D41S01A.jpg | No | IP44 Splashproof Small Box Receptacle | /Electronics & Electrical/Electronic Components & Devices/Automation Control Components | http://www.altechcorp.com/HTML/PinSleeve-A.html | D41S01A | http://www.altechcorp.com/PDFS/Splits/pinsleeve.pdf | [8 empty] | Ground Pin | 3h | Poles | 3P/4W | Amps | 20A | Voltage | 380/440V AC | Color | Red
Pin and Sleeve Devices 20-30A IP44 Splashproof | http://www.altechcorp.com/GoogleAssets/PS/D41S21A.jpg | No | IP44 Splashproof Small Box Receptacle | /Electronics & Electrical/Electronic Components & Devices/Automation Control Components | http://www.altechcorp.com/HTML/PinSleeve-A.html | D41S21A | http://www.altechcorp.com/PDFS/Splits/pinsleeve.pdf | [8 empty] | Ground Pin | 9h | Poles | 3P/4W | Amps | 20A | Voltage | 250V AC | Color | Blue
Pin and Sleeve Devices 20-30A IP44 Splashproof | http://www.altechcorp.com/GoogleAssets/PS/D41S31A.jpg | No | IP44 Splashproof Small Box Receptacle | /Electronics & Electrical/Electronic Components & Devices/Automation Control Components | http://www.altechcorp.com/HTML/PinSleeve-A.html | D41S31A | http://www.altechcorp.com/PDFS/Splits/pinsleeve.pdf | [8 empty] | Ground Pin | 6h | Poles | 3P/4W | Amps | 20A | Voltage | 400V AC | Color | Red
Pin and Sleeve Devices 20-30A IP44 Splashproof | http://www.altechcorp.com/GoogleAssets/PS/D41S51A.jpg | No | IP44 Splashproof Small Box Receptacle | /Electronics & Electrical/Electronic Components & Devices/Automation Control Components | http://www.altechcorp.com/HTML/PinSleeve-A.html | D41S51A | http://www.altechcorp.com/PDFS/Splits/pinsleeve.pdf | [8 empty] | Ground Pin | 7h | Poles | 3P/4W | Amps | 20A | Voltage | 480V AC | Color | Red
Pin and Sleeve Devices 20-30A IP44 Splashproof | http://www.altechcorp.com/GoogleAssets/PS/D41S61A.jpg | No | IP44 Splashproof Small Box Receptacle | /Electronics & Electrical/Electronic Components & Devices/Automation Control Components | http://www.altechcorp.com/HTML/PinSleeve-A.html | D41S61A | http://www.altechcorp.com/PDFS/Splits/pinsleeve.pdf | [8 empty] | Ground Pin | 12h | Poles | 3P/4W | Amps | 20A | Voltage | 120/250V AC | Color | Orange
Pin and Sleeve Devices 20-30A IP44 Splashproof | http://www.altechcorp.com/GoogleAssets/PS/D41S71A.jpg | No | IP44 Splashproof Small Box Receptacle | /Electronics & Electrical/Electronic Components & Devices/Automation Control Components | http://www.altechcorp.com/HTML/PinSleeve-A.html | D41S71A | http://www.altechcorp.com/PDFS/Splits/pinsleeve.pdf | [8 empty] | Ground Pin | 5h | Poles | 3P/4W | Amps | 20A | Voltage | 600V AC | Color | Black
Pin and Sleeve Devices 20-30A IP44 Splashproof | http://www.altechcorp.com/GoogleAssets/PS/D51S21A.jpg | No | IP44 Splashproof Small Box Receptacle | /Electronics & Electrical/Electronic Components & Devices/Automation Control Components | http://www.altechcorp.com/HTML/PinSleeve-A.html | D51S21A | http://www.altechcorp.com/PDFS/Splits/pinsleeve.pdf | [8 empty] | Ground Pin | 9h | Poles | 4P/5W | Amps | 20A | Voltage | 120/208V AC | Color | Blue
Pin and Sleeve Devices 20-30A IP44 Splashproof | http://www.altechcorp.com/GoogleAssets/PS/D51S31A.jpg | No | IP44 Splashproof Small Box Receptacle | /Electronics & Electrical/Electronic Components & Devices/Automation Control Components | http://www.altechcorp.com/HTML/PinSleeve-A.html | D51S31A | http://www.altechcorp.com/PDFS/Splits/pinsleeve.pdf | [8 empty] | Ground Pin | 6h | Poles | 4P/5W | Amps | 20A | Voltage | 400V AC | Color | Red
Pin and Sleeve Devices 20-30A IP44 Splashproof | http://www.altechcorp.com/GoogleAssets/PS/D51S51A.jpg | No | IP44 Splashproof Small Box Receptacle | /Electronics & Electrical/Electronic Components & Devices/Automation Control Components | http://www.altechcorp.com/HTML/PinSleeve-A.html | D51S51A | http://www.altechcorp.com/PDFS/Splits/pinsleeve.pdf | [8 empty] | Ground Pin | 7h | Poles | 4P/5W | Amps | 20A | Voltage | 277/480V AC | Color | Red
Pin and Sleeve Devices 20-30A IP44 Splashproof | http://www.altechcorp.com/GoogleAssets/PS/D51S71A.jpg | No | IP44 Splashproof Small Box Receptacle | /Electronics & Electrical/Electronic Components & Devices/Automation Control Components | http://www.altechcorp.com/HTML/PinSleeve-A.html | D51S71A | http://www.altechcorp.com/PDFS/Splits/pinsleeve.pdf | [8 empty] | Ground Pin | 5h | Poles | 4P/5W | Amps | 20A | Voltage | 347/600V AC | Color | Black
Pin and Sleeve Devices 20-30A IP44 Splashproof | http://www.altechcorp.com/GoogleAssets/PS/D32S11A.jpg | No | IP44 Splashproof Small Box Receptacle | /Electronics & Electrical/Electronic Components & Devices/Automation Control Components | http://www.altechcorp.com/HTML/PinSleeve-A.html | D32S11A | http://www.altechcorp.com/PDFS/Splits/pinsleeve.pdf | [8 empty] | Ground Pin | 4h | Poles | 2P/3W | Amps | 30A | Voltage | 120V AC | Color | Yellow
Pin and Sleeve Devices 20-30A IP44 Splashproof | http://www.altechcorp.com/GoogleAssets/PS/D32S21A.jpg | No | IP44 Splashproof Small Box Receptacle | /Electronics & Electrical/Electronic Components & Devices/Automation Control Components | http://www.altechcorp.com/HTML/PinSleeve-A.html | D32S21A | http://www.altechcorp.com/PDFS/Splits/pinsleeve.pdf | [8 empty] | Ground Pin | 6h | Poles | 2P/3W | Amps | 30A | Voltage | 250V AC | Color | Blue
Pin and Sleeve Devices 20-30A IP44 Splashproof | http://www.altechcorp.com/GoogleAssets/PS/D32S51A.jpg | No | IP44 Splashproof Small Box Receptacle | /Electronics & Electrical/Electronic Components & Devices/Automation Control Components | http://www.altechcorp.com/HTML/PinSleeve-A.html | D32S51A | http://www.altechcorp.com/PDFS/Splits/pinsleeve.pdf | [8 empty] | Ground Pin | 7h | Poles | 2P/3W | Amps | 30A | Voltage | 480V AC | Color | Red
Pin and Sleeve Devices 20-30A IP44 Splashproof | http://www.altechcorp.com/GoogleAssets/PS/D32S71A.jpg | No | IP44 Splashproof Small Box Receptacle | /Electronics & Electrical/Electronic Components & Devices/Automation Control Components | http://www.altechcorp.com/HTML/PinSleeve-A.html | D32S71A | http://www.altechcorp.com/PDFS/Splits/pinsleeve.pdf | [8 empty] | Ground Pin | 5h | Poles | 2P/3W | Amps | 30A | Voltage | 277V AC | Color | Grey
Pin and Sleeve Devices 20-30A IP44 Splashproof | http://www.altechcorp.com/GoogleAssets/PS/D42S01A.jpg | No | IP44 Splashproof Small Box Receptacle | /Electronics & Electrical/Electronic Components & Devices/Automation Control Components | http://www.altechcorp.com/HTML/PinSleeve-A.html | D42S01A | http://www.altechcorp.com/PDFS/Splits/pinsleeve.pdf | [8 empty] | Ground Pin | 3h | Poles | 3P/4W | Amps | 30A | Voltage | 380/440V AC | Color | Red
Pin and Sleeve Devices 20-30A IP44 Splashproof | http://www.altechcorp.com/GoogleAssets/PS/D42S21A.jpg | No | IP44 Splashproof Small Box Receptacle | /Electronics & Electrical/Electronic Components & Devices/Automation Control Components | http://www.altechcorp.com/HTML/PinSleeve-A.html | D42S21A | http://www.altechcorp.com/PDFS/Splits/pinsleeve.pdf | [8 empty] | Ground Pin | 9h | Poles | 3P/4W | Amps | 30A | Voltage | 250V AC | Color | Blue
Pin and Sleeve Devices 20-30A IP44 Splashproof | http://www.altechcorp.com/GoogleAssets/PS/D42S31A.jpg | No | IP44 Splashproof Small Box Receptacle | /Electronics & Electrical/Electronic Components & Devices/Automation Control Components | http://www.altechcorp.com/HTML/PinSleeve-A.html | D42S31A | http://www.altechcorp.com/PDFS/Splits/pinsleeve.pdf | [8 empty] | Ground Pin | 6h | Poles | 3P/4W | Amps | 30A | Voltage | 400V AC | Color | Red
Pin and Sleeve Devices 20-30A IP44 Splashproof | http://www.altechcorp.com/GoogleAssets/PS/D42S51A.jpg | No | IP44 Splashproof Small Box Receptacle | /Electronics & Electrical/Electronic Components & Devices/Automation Control Components | http://www.altechcorp.com/HTML/PinSleeve-A.html | D42S51A | http://www.altechcorp.com/PDFS/Splits/pinsleeve.pdf | [8 empty] | Ground Pin | 7h | Poles | 3P/4W | Amps | 30A | Voltage | 480V AC | Color | Red
Pin and Sleeve Devices 20-30A IP44 Splashproof | http://www.altechcorp.com/GoogleAssets/PS/D42S61A.jpg | No | IP44 Splashproof Small Box Receptacle | /Electronics & Electrical/Electronic Components & Devices/Automation Control Components | http://www.altechcorp.com/HTML/PinSleeve-A.html | D42S61A | http://www.altechcorp.com/PDFS/Splits/pinsleeve.pdf | [8 empty] | Ground Pin | 12h | Poles | 3P/4W | Amps | 30A | Voltage | 120/250V AC | Color | Orange
Pin and Sleeve Devices 20-30A IP44 Splashproof | http://www.altechcorp.com/GoogleAssets/PS/D42S71A.jpg | No | IP44 Splashproof Small Box Receptacle | /Electronics & Electrical/Electronic Components & Devices/Automation Control Components | http://www.altechcorp.com/HTML/PinSleeve-A.html | D42S71A | http://www.altechcorp.com/PDFS/Splits/pinsleeve.pdf | [8 empty] | Ground Pin | 5h | Poles | 3P/4W | Amps | 30A | Voltage | 600V AC | Color | Black
Pin and Sleeve Devices 20-30A IP44 Splashproof | http://www.altechcorp.com/GoogleAssets/PS/D52S21A.jpg | No | IP44 Splashproof Small Box Receptacle | /Electronics & Electrical/Electronic Components & Devices/Automation Control Components | http://www.altechcorp.com/HTML/PinSleeve-A.html | D52S21A | http://www.altechcorp.com/PDFS/Splits/pinsleeve.pdf | [8 empty] | Ground Pin | 9h | Poles | 4P/5W | Amps | 30A | Voltage | 120/208V AC | Color | Blue
Pin and Sleeve Devices 20-30A IP44 Splashproof | http://www.altechcorp.com/GoogleAssets/PS/D52S31A.jpg | No | IP44 Splashproof Small Box Receptacle | /Electronics & Electrical/Electronic Components & Devices/Automation Control Components | http://www.altechcorp.com/HTML/PinSleeve-A.html | D52S31A | http://www.altechcorp.com/PDFS/Splits/pinsleeve.pdf | [8 empty] | Ground Pin | 6h | Poles | 4P/5W | Amps | 30A | Voltage | 400V AC | Color | Red
Pin and Sleeve Devices 20-30A IP44 Splashproof | http://www.altechcorp.com/GoogleAssets/PS/D52S51A.jpg | No | IP44 Splashproof Small Box Receptacle | /Electronics & Electrical/Electronic Components & Devices/Automation Control Components | http://www.altechcorp.com/HTML/PinSleeve-A.html | D52S51A | http://www.altechcorp.com/PDFS/Splits/pinsleeve.pdf | [8 empty] | Ground Pin | 7h | Poles | 4P/5W | Amps | 30A | Voltage | 277/480V AC | Color | Red
Pin and Sleeve Devices 20-30A IP44 Splashproof | http://www.altechcorp.com/GoogleAssets/PS/D52S71A.jpg | No | IP44 Splashproof Small Box Receptacle | /Electronics & Electrical/Electronic Components & Devices/Automation Control Components | http://www.altechcorp.com/HTML/PinSleeve-A.html | D52S71A | http://www.altechcorp.com/PDFS/Splits/pinsleeve.pdf | [8 empty] | Ground Pin | 5h | Poles | 4P/5W | Amps | 30A | Voltage | 347/600V AC | Color | Black
Pin and Sleeve Devices 20-30A IP44 Splashproof | http://www.altechcorp.com/GoogleAssets/PS/D31S10A.jpg | No | IP44 Splashproof Large Box Receptacle | /Electronics & Electrical/Electronic Components & Devices/Automation Control Components | http://www.altechcorp.com/HTML/PinSleeve-A.html | D31S10A | http://www.altechcorp.com/PDFS/Splits/pinsleeve.pdf | [8 empty] | Ground Pin | 4h | Poles | 2P/3W | Amps | 20A | Voltage | 120V AC | Color | Yellow
Pin and Sleeve Devices 20-30A IP44 Splashproof | http://www.altechcorp.com/GoogleAssets/PS/D31S20A.jpg | No | IP44 Splashproof Large Box Receptacle | /Electronics & Electrical/Electronic Components & Devices/Automation Control Components | http://www.altechcorp.com/HTML/PinSleeve-A.html | D31S20A | http://www.altechcorp.com/PDFS/Splits/pinsleeve.pdf | [8 empty] | Ground Pin | 6h | Poles | 2P/3W | Amps | 20A | Voltage | 250V AC | Color | Blue
Pin and Sleeve Devices 20-30A IP44 Splashproof | http://www.altechcorp.com/GoogleAssets/PS/D31S50A.jpg | No | IP44 Splashproof Large Box Receptacle | /Electronics & Electrical/Electronic Components & Devices/Automation Control Components | http://www.altechcorp.com/HTML/PinSleeve-A.html | D31S50A | http://www.altechcorp.com/PDFS/Splits/pinsleeve.pdf | [8 empty] | Ground Pin | 7h | Poles | 2P/3W | Amps | 20A | Voltage | 480V AC | Color | Red
Pin and Sleeve Devices 20-30A IP44 Splashproof | http://www.altechcorp.com/GoogleAssets/PS/D31S70A.jpg | No | IP44 Splashproof Large Box Receptacle | /Electronics & Electrical/Electronic Components & Devices/Automation Control Components | http://www.altechcorp.com/HTML/PinSleeve-A.html | D31S70A | http://www.altechcorp.com/PDFS/Splits/pinsleeve.pdf | [8 empty] | Ground Pin | 5h | Poles | 2P/3W | Amps | 20A | Voltage | 277V AC | Color | Grey
Pin and Sleeve Devices 20-30A IP44 Splashproof | http://www.altechcorp.com/GoogleAssets/PS/D41S00A.jpg | No | IP44 Splashproof Large Box Receptacle | /Electronics & Electrical/Electronic Components & Devices/Automation Control Components | http://www.altechcorp.com/HTML/PinSleeve-A.html | D41S00A | http://www.altechcorp.com/PDFS/Splits/pinsleeve.pdf | [8 empty] | Ground Pin | 3h | Poles | 3P/4W | Amps | 20A | Voltage | 380/440V AC | Color | Red
Pin and Sleeve Devices 20-30A IP44 Splashproof | http://www.altechcorp.com/GoogleAssets/PS/D41S20A.jpg | No | IP44 Splashproof Large Box Receptacle | /Electronics & Electrical/Electronic Components & Devices/Automation Control Components | http://www.altechcorp.com/HTML/PinSleeve-A.html | D41S20A | http://www.altechcorp.com/PDFS/Splits/pinsleeve.pdf | [8 empty] | Ground Pin | 9h | Poles | 3P/4W | Amps | 20A | Voltage | 250V AC | Color | Blue
Pin and Sleeve Devices 20-30A IP44 Splashproof | http://www.altechcorp.com/GoogleAssets/PS/D41S30A.jpg | No | IP44 Splashproof Large Box Receptacle | /Electronics & Electrical/Electronic Components & Devices/Automation Control Components | http://www.altechcorp.com/HTML/PinSleeve-A.html | D41S30A | http://www.altechcorp.com/PDFS/Splits/pinsleeve.pdf | [8 empty] | Ground Pin | 6h | Poles | 3P/4W | Amps | 20A | Voltage | 400V AC | Color | Red
Pin and Sleeve Devices 20-30A IP44 Splashproof | http://www.altechcorp.com/GoogleAssets/PS/D41S50A.jpg | No | IP44 Splashproof Large Box Receptacle | /Electronics & Electrical/Electronic Components & Devices/Automation Control Components | http://www.altechcorp.com/HTML/PinSleeve-A.html | D41S50A | http://www.altechcorp.com/PDFS/Splits/pinsleeve.pdf | [8 empty] | Ground Pin | 7h | Poles | 3P/4W | Amps | 20A | Voltage | 480V AC | Color | Red
Pin and Sleeve Devices 20-30A IP44 Splashproof | http://www.altechcorp.com/GoogleAssets/PS/D41S60A.jpg | No | IP44 Splashproof Large Box Receptacle | /Electronics & Electrical/Electronic Components & Devices/Automation Control Components | http://www.altechcorp.com/HTML/PinSleeve-A.html | D41S60A | http://www.altechcorp.com/PDFS/Splits/pinsleeve.pdf | [8 empty] | Ground Pin | 12h | Poles | 3P/4W | Amps | 20A | Voltage | 120/250V AC | Color | Orange
Pin and Sleeve Devices 20-30A IP44 Splashproof | http://www.altechcorp.com/GoogleAssets/PS/D41S70A.jpg | No | IP44 Splashproof Large Box Receptacle | /Electronics & Electrical/Electronic Components & Devices/Automation Control Components | http://www.altechcorp.com/HTML/PinSleeve-A.html | D41S70A | http://www.altechcorp.com/PDFS/Splits/pinsleeve.pdf | [8 empty] | Ground Pin | 5h | Poles | 3P/4W | Amps | 20A | Voltage | 600V AC | Color | Black
Pin and Sleeve Devices 20-30A IP44 Splashproof | http://www.altechcorp.com/GoogleAssets/PS/D51S20A.jpg | No | IP44 Splashproof Large Box Receptacle | /Electronics & Electrical/Electronic Components & Devices/Automation Control Components | http://www.altechcorp.com/HTML/PinSleeve-A.html | D51S20A | http://www.altechcorp.com/PDFS/Splits/pinsleeve.pdf | [8 empty] | Ground Pin | 9h | Poles | 4P/5W | Amps | 20A | Voltage | 120/208V AC | Color | Blue
Pin and Sleeve Devices 20-30A IP44 Splashproof | http://www.altechcorp.com/GoogleAssets/PS/D51S30A.jpg | No | IP44 Splashproof Large Box Receptacle | /Electronics & Electrical/Electronic Components & Devices/Automation Control Components | http://www.altechcorp.com/HTML/PinSleeve-A.html | D51S30A | http://www.altechcorp.com/PDFS/Splits/pinsleeve.pdf | [8 empty] | Ground Pin | 6h | Poles | 4P/5W | Amps | 20A | Voltage | 400V AC | Color | Red
Pin and Sleeve Devices 20-30A IP44 Splashproof | http://www.altechcorp.com/GoogleAssets/PS/D51S50A.jpg | No | IP44 Splashproof Large Box Receptacle | /Electronics & Electrical/Electronic Components & Devices/Automation Control Components | http://www.altechcorp.com/HTML/PinSleeve-A.html | D51S50A | http://www.altechcorp.com/PDFS/Splits/pinsleeve.pdf | [8 empty] | Ground Pin | 7h | Poles | 4P/5W | Amps | 20A | Voltage | 277/480V AC | Color | Red
Pin and Sleeve Devices 20-30A IP44 Splashproof | http://www.altechcorp.com/GoogleAssets/PS/D51S70A.jpg | No | IP44 Splashproof Large Box Receptacle | /Electronics & Electrical/Electronic Components & Devices/Automation Control Components | http://www.altechcorp.com/HTML/PinSleeve-A.html | D51S70A | http://www.altechcorp.com/PDFS/Splits/pinsleeve.pdf | [8 empty] | Ground Pin | 5h | Poles | 4P/5W | Amps | 20A | Voltage | 347/600V AC | Color | Black
Pin and Sleeve Devices 20-30A IP44 Splashproof | http://www.altechcorp.com/GoogleAssets/PS/D32S10A.jpg | No | IP44 Splashproof Large Box Receptacle | /Electronics & Electrical/Electronic Components & Devices/Automation Control Components | http://www.altechcorp.com/HTML/PinSleeve-A.html | D32S10A | http://www.altechcorp.com/PDFS/Splits/pinsleeve.pdf | [8 empty] | Ground Pin | 4h | Poles | 2P/3W | Amps | 30A | Voltage | 120V AC | Color | Yellow
Pin and Sleeve Devices 20-30A IP44 Splashproof | http://www.altechcorp.com/GoogleAssets/PS/D32S20A.jpg | No | IP44 Splashproof Large Box Receptacle | /Electronics & Electrical/Electronic Components & Devices/Automation Control Components | http://www.altechcorp.com/HTML/PinSleeve-A.html | D32S20A | http://www.altechcorp.com/PDFS/Splits/pinsleeve.pdf | [8 empty] | Ground Pin | 6h | Poles | 2P/3W | Amps | 30A | Voltage | 250V AC | Color | Blue
Pin and Sleeve Devices 20-30A IP44 Splashproof | http://www.altechcorp.com/GoogleAssets/PS/D32S50A.jpg | No | IP44 Splashproof Large Box Receptacle | /Electronics & Electrical/Electronic Components & Devices/Automation Control Components | http://www.altechcorp.com/HTML/PinSleeve-A.html | D32S50A | http://www.altechcorp.com/PDFS/Splits/pinsleeve.pdf | [8 empty] | Ground Pin | 7h | Poles | 2P/3W | Amps | 30A | Voltage | 480V AC | Color | Red
Pin and Sleeve Devices 20-30A IP44 Splashproof | http://www.altechcorp.com/GoogleAssets/PS/D32S70A.jpg | No | IP44 Splashproof Large Box Receptacle | /Electronics & Electrical/Electronic Components & Devices/Automation Control Components | http://www.altechcorp.com/HTML/PinSleeve-A.html | D32S70A | http://www.altechcorp.com/PDFS/Splits/pinsleeve.pdf | [8 empty] | Ground Pin | 5h | Poles | 2P/3W | Amps | 30A | Voltage | 277V AC | Color | Grey
Pin and Sleeve Devices 20-30A IP44 Splashproof | http://www.altechcorp.com/GoogleAssets/PS/D42S00A.jpg | No | IP44 Splashproof Large Box Receptacle | /Electronics & Electrical/Electronic Components & Devices/Automation Control Components | http://www.altechcorp.com/HTML/PinSleeve-A.html | D42S00A | http://www.altechcorp.com/PDFS/Splits/pinsleeve.pdf | [8 empty] | Ground Pin | 3h | Poles | 3P/4W | Amps | 30A | Voltage | 380/440V AC | Color | Red
Pin and Sleeve Devices 20-30A IP44 Splashproof | http://www.altechcorp.com/GoogleAssets/PS/D42S20A.jpg | No | IP44 Splashproof Large Box Receptacle | /Electronics & Electrical/Electronic Components & Devices/Automation Control Components | http://www.altechcorp.com/HTML/PinSleeve-A.html | D42S20A | http://www.altechcorp.com/PDFS/Splits/pinsleeve.pdf | [8 empty] | Ground Pin | 9h | Poles | 3P/4W | Amps | 30A | Voltage | 250V AC | Color | Blue
Pin and Sleeve Devices 20-30A IP44 Splashproof | http://www.altechcorp.com/GoogleAssets/PS/D42S30A.jpg | No | IP44 Splashproof Large Box Receptacle | /Electronics & Electrical/Electronic Components & Devices/Automation Control Components | http://www.altechcorp.com/HTML/PinSleeve-A.html | D42S30A | http://www.altechcorp.com/PDFS/Splits/pinsleeve.pdf | [8 empty] | Ground Pin | 6h | Poles | 3P/4W | Amps | 30A | Voltage | 400V AC | Color | Red
Pin and Sleeve Devices 20-30A IP44 Splashproof | http://www.altechcorp.com/GoogleAssets/PS/D42S50A.jpg | No | IP44 Splashproof Large Box Receptacle | /Electronics & Electrical/Electronic Components & Devices/Automation Control Components | http://www.altechcorp.com/HTML/PinSleeve-A.html | D42S50A | http://www.altechcorp.com/PDFS/Splits/pinsleeve.pdf | [8 empty] | Ground Pin | 7h | Poles | 3P/4W | Amps | 30A | Voltage | 480V AC | Color | Red
Pin and Sleeve Devices 20-30A IP44 Splashproof | http://www.altechcorp.com/GoogleAssets/PS/D42S60A.jpg | No | IP44 Splashproof Large Box Receptacle | /Electronics & Electrical/Electronic Components & Devices/Automation Control Components | http://www.altechcorp.com/HTML/PinSleeve-A.html | D42S60A | http://www.altechcorp.com/PDFS/Splits/pinsleeve.pdf | [8 empty] | Ground Pin | 12h | Poles | 3P/4W | Amps | 30A | Voltage | 120/250V AC | Color | Orange
Pin and Sleeve Devices 20-30A IP44 Splashproof | http://www.altechcorp.com/GoogleAssets/PS/D42S70A.jpg | No | IP44 Splashproof Large Box Receptacle | /Electronics & Electrical/Electronic Components & Devices/Automation Control Components | http://www.altechcorp.com/HTML/PinSleeve-A.html | D42S70A | http://www.altechcorp.com/PDFS/Splits/pinsleeve.pdf | [8 empty] | Ground Pin | 5h | Poles | 3P/4W | Amps | 30A | Voltage | 600V AC | Color | Black
Pin and Sleeve Devices 20-30A IP44 Splashproof | http://www.altechcorp.com/GoogleAssets/PS/D52S20A.jpg | No | IP44 Splashproof Large Box Receptacle | /Electronics & Electrical/Electronic Components & Devices/Automation Control Components | http://www.altechcorp.com/HTML/PinSleeve-A.html | D52S20A | http://www.altechcorp.com/PDFS/Splits/pinsleeve.pdf | [8 empty] | Ground Pin | 9h | Poles | 4P/5W | Amps | 30A | Voltage | 120/208V AC | Color | Blue
Pin and Sleeve Devices 20-30A IP44 Splashproof | http://www.altechcorp.com/GoogleAssets/PS/D52S30A.jpg | No | IP44 Splashproof Large Box Receptacle | /Electronics & Electrical/Electronic Components & Devices/Automation Control Components | http://www.altechcorp.com/HTML/PinSleeve-A.html | D52S30A | http://www.altechcorp.com/PDFS/Splits/pinsleeve.pdf | [8 empty] | Ground Pin | 6h | Poles | 4P/5W | Amps | 30A | Voltage | 400V AC | Color | Red
Pin and Sleeve Devices 20-30A IP44 Splashproof | http://www.altechcorp.com/GoogleAssets/PS/D52S50A.jpg | No | IP44 Splashproof Large Box Receptacle | /Electronics & Electrical/Electronic Components & Devices/Automation Control Components | http://www.altechcorp.com/HTML/PinSleeve-A.html | D52S50A | http://www.altechcorp.com/PDFS/Splits/pinsleeve.pdf | [8 empty] | Ground Pin | 7h | Poles | 4P/5W | Amps | 30A | Voltage | 277/480V AC | Color | Red
Pin and Sleeve Devices 20-30A IP44 Splashproof | http://www.altechcorp.com/GoogleAssets/PS/D52S70A.jpg | No | IP44 Splashproof Large Box Receptacle | /Electronics & Electrical/Electronic Components & Devices/Automation Control Components | http://www.altechcorp.com/HTML/PinSleeve-A.html | D52S70A | http://www.altechcorp.com/PDFS/Splits/pinsleeve.pdf | [8 empty] | Ground Pin | 5h | Poles | 4P/5W | Amps | 30A | Voltage | 347/600V AC | Color | Black
Pin and Sleeve Devices 20-30A IP44 Splashproof | http://www.altechcorp.com/GoogleAssets/PS/A31S12A.jpg | No | IP44 Splashproof Straight Inlet | /Electronics & Electrical/Electronic Components & Devices/Automation Control Components | http://www.altechcorp.com/HTML/PinSleeve-A.html | A31S12A | http://www.altechcorp.com/PDFS/Splits/pinsleeve.pdf | [8 empty] | Ground Pin | 4h | Poles | 2P/3W | Amps | 20A | Voltage | 120V AC | Color | Yellow
Pin and Sleeve Devices 20-30A IP44 Splashproof | http://www.altechcorp.com/GoogleAssets/PS/A31S22A.jpg | No | IP44 Splashproof Straight Inlet | /Electronics & Electrical/Electronic Components & Devices/Automation Control Components | http://www.altechcorp.com/HTML/PinSleeve-A.html | A31S22A | http://www.altechcorp.com/PDFS/Splits/pinsleeve.pdf | [8 empty] | Ground Pin | 6h | Poles | 2P/3W | Amps | 20A | Voltage | 250V AC | Color | Blue
Pin and Sleeve Devices 20-30A IP44 Splashproof | http://www.altechcorp.com/GoogleAssets/PS/A31S52A.jpg | No | IP44 Splashproof Straight Inlet | /Electronics & Electrical/Electronic Components & Devices/Automation Control Components | http://www.altechcorp.com/HTML/PinSleeve-A.html | A31S52A | http://www.altechcorp.com/PDFS/Splits/pinsleeve.pdf | [8 empty] | Ground Pin | 7h | Poles | 2P/3W | Amps | 20A | Voltage | 480V AC | Color | Red
Pin and Sleeve Devices 20-30A IP44 Splashproof | http://www.altechcorp.com/GoogleAssets/PS/A31S72A.jpg | No | IP44 Splashproof Straight Inlet | /Electronics & Electrical/Electronic Components & Devices/Automation Control Components | http://www.altechcorp.com/HTML/PinSleeve-A.html | A31S72A | http://www.altechcorp.com/PDFS/Splits/pinsleeve.pdf | [8 empty] | Ground Pin | 5h | Poles | 2P/3W | Amps | 20A | Voltage | 277V AC | Color | Grey
Pin and Sleeve Devices 20-30A IP44 Splashproof | http://www.altechcorp.com/GoogleAssets/PS/A41S02A.jpg | No | IP44 Splashproof Straight Inlet | /Electronics & Electrical/Electronic Components & Devices/Automation Control Components | http://www.altechcorp.com/HTML/PinSleeve-A.html | A41S02A | http://www.altechcorp.com/PDFS/Splits/pinsleeve.pdf | [8 empty] | Ground Pin | 3h | Poles | 3P/4W | Amps | 20A | Voltage | 380/440V AC | Color | Red
Pin and Sleeve Devices 20-30A IP44 Splashproof | http://www.altechcorp.com/GoogleAssets/PS/A41S22A.jpg | No | IP44 Splashproof Straight Inlet | /Electronics & Electrical/Electronic Components & Devices/Automation Control Components | http://www.altechcorp.com/HTML/PinSleeve-A.html | A41S22A | http://www.altechcorp.com/PDFS/Splits/pinsleeve.pdf | [8 empty] | Ground Pin | 9h | Poles | 3P/4W | Amps | 20A | Voltage | 250V AC | Color | Blue
Pin and Sleeve Devices 20-30A IP44 Splashproof | http://www.altechcorp.com/GoogleAssets/PS/A41S32A.jpg | No | IP44 Splashproof Straight Inlet | /Electronics & Electrical/Electronic Components & Devices/Automation Control Components | http://www.altechcorp.com/HTML/PinSleeve-A.html | A41S32A | http://www.altechcorp.com/PDFS/Splits/pinsleeve.pdf | [8 empty] | Ground Pin | 6h | Poles | 3P/4W | Amps | 20A | Voltage | 400V AC | Color | Red
Pin and Sleeve Devices 20-30A IP44 Splashproof | http://www.altechcorp.com/GoogleAssets/PS/A41S52A.jpg | No | IP44 Splashproof Straight Inlet | /Electronics & Electrical/Electronic Components & Devices/Automation Control Components | http://www.altechcorp.com/HTML/PinSleeve-A.html | A41S52A | http://www.altechcorp.com/PDFS/Splits/pinsleeve.pdf | [8 empty] | Ground Pin | 7h | Poles | 3P/4W | Amps | 20A | Voltage | 480V AC | Color | Red
Pin and Sleeve Devices 20-30A IP44 Splashproof | http://www.altechcorp.com/GoogleAssets/PS/A41S62A.jpg | No | IP44 Splashproof Straight Inlet | /Electronics & Electrical/Electronic Components & Devices/Automation Control Components | http://www.altechcorp.com/HTML/PinSleeve-A.html | A41S62A | http://www.altechcorp.com/PDFS/Splits/pinsleeve.pdf | [8 empty] | Ground Pin | 12h | Poles | 3P/4W | Amps | 20A | Voltage | 120/250V AC | Color | Orange
Pin and Sleeve Devices 20-30A IP44 Splashproof | http://www.altechcorp.com/GoogleAssets/PS/A41S62A | No | IP44 Splashproof Straight Inlet | /Electronics & Electrical/Electronic Components & Devices/Automation Control Components | http://www.altechcorp.com/HTML/PinSleeve-A.html | A41S72A | http://www.altechcorp.com/PDFS/Splits/pinsleeve.pdf | [8 empty] | Ground Pin | 5h | Poles | 3P/4W | Amps | 20A | Voltage | 600V AC | Color | Black
Pin and Sleeve Devices 20-30A IP44 Splashproof | http://www.altechcorp.com/GoogleAssets/PS/A51S22A.jpg | No | IP44 Splashproof Straight Inlet | /Electronics & Electrical/Electronic Components & Devices/Automation Control Components | http://www.altechcorp.com/HTML/PinSleeve-A.html | A51S22A | http://www.altechcorp.com/PDFS/Splits/pinsleeve.pdf | [8 empty] | Ground Pin | 9h | Poles | 4P/5W | Amps | 20A | Voltage | 120/208V AC | Color | Blue
Pin and Sleeve Devices 20-30A IP44 Splashproof | http://www.altechcorp.com/GoogleAssets/PS/A51S32A.jpg | No | IP44 Splashproof Straight Inlet | /Electronics & Electrical/Electronic Components & Devices/Automation Control Components | http://www.altechcorp.com/HTML/PinSleeve-A.html | A51S32A | http://www.altechcorp.com/PDFS/Splits/pinsleeve.pdf | [8 empty] | Ground Pin | 6h | Poles | 4P/5W | Amps | 20A | Voltage | 400V AC | Color | Red
Pin and Sleeve Devices 20-30A IP44 Splashproof | http://www.altechcorp.com/GoogleAssets/PS/A51S72A.jpg | No | IP44 Splashproof Straight Inlet | /Electronics & Electrical/Electronic Components & Devices/Automation Control Components | http://www.altechcorp.com/HTML/PinSleeve-A.html | A51S72A | http://www.altechcorp.com/PDFS/Splits/pinsleeve.pdf | [8 empty] | Ground Pin | 7h | Poles | 4P/5W | Amps | 20A | Voltage | 277/480V AC | Color | Red
Pin and Sleeve Devices 20-30A IP44 Splashproof | http://www.altechcorp.com/GoogleAssets/PS/A32S12A.jpg | No | IP44 Splashproof Straight Inlet | /Electronics & Electrical/Electronic Components & Devices/Automation Control Components | http://www.altechcorp.com/HTML/PinSleeve-A.html | A32S12A | http://www.altechcorp.com/PDFS/Splits/pinsleeve.pdf | [8 empty] | Ground Pin | 5h | Poles | 4P/5W | Amps | 20A | Voltage | 347/600V AC | Color | Black
Pin and Sleeve Devices 20-30A IP44 Splashproof | http://www.altechcorp.com/GoogleAssets/PS/A32S22A.jpg | No | IP44 Splashproof Straight Inlet | /Electronics & Electrical/Electronic Components & Devices/Automation Control Components | http://www.altechcorp.com/HTML/PinSleeve-A.html | A32S22A | http://www.altechcorp.com/PDFS/Splits/pinsleeve.pdf | [8 empty] | Ground Pin | 4h | Poles | 2P/3W | Amps | 30A | Voltage | 120V AC | Color | Yellow
Pin and Sleeve Devices 20-30A IP44 Splashproof | http://www.altechcorp.com/GoogleAssets/PS/A32S52A.jpg | No | IP44 Splashproof Straight Inlet | /Electronics & Electrical/Electronic Components & Devices/Automation Control Components | http://www.altechcorp.com/HTML/PinSleeve-A.html | A32S52A | http://www.altechcorp.com/PDFS/Splits/pinsleeve.pdf | [8 empty] | Ground Pin | 6h | Poles | 2P/3W | Amps | 30A | Voltage | 250V AC | Color | Blue
Pin and Sleeve Devices 20-30A IP44 Splashproof | http://www.altechcorp.com/GoogleAssets/PS/A32S72A.jpg | No | IP44 Splashproof Straight Inlet | /Electronics & Electrical/Electronic Components & Devices/Automation Control Components | http://www.altechcorp.com/HTML/PinSleeve-A.html | A32S72A | http://www.altechcorp.com/PDFS/Splits/pinsleeve.pdf | [8 empty] | Ground Pin | 7h | Poles | 2P/3W | Amps | 30A | Voltage | 480V AC | Color | Red
Pin and Sleeve Devices 20-30A IP44 Splashproof | http://www.altechcorp.com/GoogleAssets/PS/A42S02A.jpg | No | IP44 Splashproof Straight Inlet | /Electronics & Electrical/Electronic Components & Devices/Automation Control Components | http://www.altechcorp.com/HTML/PinSleeve-A.html | A42S02A | http://www.altechcorp.com/PDFS/Splits/pinsleeve.pdf | [8 empty] | Ground Pin | 5h | Poles | 2P/3W | Amps | 30A | Voltage | 277V AC | Color | Grey
Pin and Sleeve Devices 20-30A IP44 Splashproof | http://www.altechcorp.com/GoogleAssets/PS/A42S22A.jpg | No | IP44 Splashproof Straight Inlet | /Electronics & Electrical/Electronic Components & Devices/Automation Control Components | http://www.altechcorp.com/HTML/PinSleeve-A.html | A42S22A | http://www.altechcorp.com/PDFS/Splits/pinsleeve.pdf | [8 empty] | Ground Pin | 3h | Poles | 3P/4W | Amps | 30A | Voltage | 380/440V AC | Color | Red
Pin and Sleeve Devices 20-30A IP44 Splashproof | http://www.altechcorp.com/GoogleAssets/PS/A42S32A.jpg | No | IP44 Splashproof Straight Inlet | /Electronics & Electrical/Electronic Components & Devices/Automation Control Components | http://www.altechcorp.com/HTML/PinSleeve-A.html | A42S32A | http://www.altechcorp.com/PDFS/Splits/pinsleeve.pdf | [8 empty] | Ground Pin | 9h | Poles | 3P/4W | Amps | 30A | Voltage | 250V AC | Color | Blue
Pin and Sleeve Devices 20-30A IP44 Splashproof | http://www.altechcorp.com/GoogleAssets/PS/A42S52A.jpg | No | IP44 Splashproof Straight Inlet | /Electronics & Electrical/Electronic Components & Devices/Automation Control Components | http://www.altechcorp.com/HTML/PinSleeve-A.html | A42S52A | http://www.altechcorp.com/PDFS/Splits/pinsleeve.pdf | [8 empty] | Ground Pin | 6h | Poles | 3P/4W | Amps | 30A | Voltage | 400V AC | Color | Red
Pin and Sleeve Devices 20-30A IP44 Splashproof | http://www.altechcorp.com/GoogleAssets/PS/A42S52A.jpg | No | IP44 Splashproof Straight Inlet | /Electronics & Electrical/Electronic Components & Devices/Automation Control Components | http://www.altechcorp.com/HTML/PinSleeve-A.html | A42S52A | http://www.altechcorp.com/PDFS/Splits/pinsleeve.pdf | [8 empty] | Ground Pin | 7h | Poles | 3P/4W | Amps | 30A | Voltage | 480V AC | Color | Red
Pin and Sleeve Devices 20-30A IP44 Splashproof | http://www.altechcorp.com/GoogleAssets/PS/A42S62A.jpg | No | IP44 Splashproof Straight Inlet | /Electronics & Electrical/Electronic Components & Devices/Automation Control Components | http://www.altechcorp.com/HTML/PinSleeve-A.html | A42S62A | http://www.altechcorp.com/PDFS/Splits/pinsleeve.pdf | [8 empty] | Ground Pin | 12h | Poles | 3P/4W | Amps | 30A | Voltage | 120/250V AC | Color | Orange
Pin and Sleeve Devices 20-30A IP44 Splashproof | http://www.altechcorp.com/GoogleAssets/PS/A42S72A.jpg | No | IP44 Splashproof Straight Inlet | /Electronics & Electrical/Electronic Components & Devices/Automation Control Components | http://www.altechcorp.com/HTML/PinSleeve-A.html | A42S72A | http://www.altechcorp.com/PDFS/Splits/pinsleeve.pdf | [8 empty] | Ground Pin | 5h | Poles | 3P/4W | Amps | 30A | Voltage | 600V AC | Color | Black
Pin and Sleeve Devices 20-30A IP44 Splashproof | http://www.altechcorp.com/GoogleAssets/PS/A52S22A | No | IP44 Splashproof Straight Inlet | /Electronics & Electrical/Electronic Components & Devices/Automation Control Components | http://www.altechcorp.com/HTML/PinSleeve-A.html | A52S22A | http://www.altechcorp.com/PDFS/Splits/pinsleeve.pdf | [8 empty] | Ground Pin | 9h | Poles | 4P/5W | Amps | 30A | Voltage | 120/208V AC | Color | Blue
Pin and Sleeve Devices 20-30A IP44 Splashproof | http://www.altechcorp.com/GoogleAssets/PS/A52S32A.jpg | No | IP44 Splashproof Straight Inlet | /Electronics & Electrical/Electronic Components & Devices/Automation Control Components | http://www.altechcorp.com/HTML/PinSleeve-A.html | A52S32A | http://www.altechcorp.com/PDFS/Splits/pinsleeve.pdf | [8 empty] | Ground Pin | 6h | Poles | 4P/5W | Amps | 30A | Voltage | 400V AC | Color | Red
Pin and Sleeve Devices 20-30A IP44 Splashproof | http://www.altechcorp.com/GoogleAssets/PS/A52S52A.jpg | No | IP44 Splashproof Straight Inlet | /Electronics & Electrical/Electronic Components & Devices/Automation Control Components | http://www.altechcorp.com/HTML/PinSleeve-A.html | A52S52A | http://www.altechcorp.com/PDFS/Splits/pinsleeve.pdf | [8 empty] | Ground Pin | 7h | Poles | 4P/5W | Amps | 30A | Voltage | 277/480V AC | Color | Red
Pin and Sleeve Devices 20-30A IP44 Splashproof | http://www.altechcorp.com/GoogleAssets/PS/A52S72A.jpg | No | IP44 Splashproof Straight Inlet | /Electronics & Electrical/Electronic Components & Devices/Automation Control Components | http://www.altechcorp.com/HTML/PinSleeve-A.html | A52S72A | http://www.altechcorp.com/PDFS/Splits/pinsleeve.pdf | [8 empty] | Ground Pin | 5h | Poles | 4P/5W | Amps | 30A | Voltage | 347/600V AC | Color | Black
Pin and Sleeve Devices 20-30A IP44 Splashproof | http://www.altechcorp.com/GoogleAssets/PS/A31S11A.jpg | No | IP44 Splashproof Angled Inlet | /Electronics & Electrical/Electronic Components & Devices/Automation Control Components | http://www.altechcorp.com/HTML/PinSleeve-A.html | A31S11A | http://www.altechcorp.com/PDFS/Splits/pinsleeve.pdf | [8 empty] | Ground Pin | 4h | Poles | 2P/3W | Amps | 20A | Voltage | 120V AC | Color | Yellow
Pin and Sleeve Devices 20-30A IP44 Splashproof | http://www.altechcorp.com/GoogleAssets/PS/A31S21A.jpg | No | IP44 Splashproof Angled Inlet | /Electronics & Electrical/Electronic Components & Devices/Automation Control Components | http://www.altechcorp.com/HTML/PinSleeve-A.html | A31S21A | http://www.altechcorp.com/PDFS/Splits/pinsleeve.pdf | [8 empty] | Ground Pin | 6h | Poles | 2P/3W | Amps | 20A | Voltage | 250V AC | Color | Blue
Pin and Sleeve Devices 20-30A IP44 Splashproof | http://www.altechcorp.com/GoogleAssets/PS/A31S51A.jpg | No | IP44 Splashproof Angled Inlet | /Electronics & Electrical/Electronic Components & Devices/Automation Control Components | http://www.altechcorp.com/HTML/PinSleeve-A.html | A31S51A | http://www.altechcorp.com/PDFS/Splits/pinsleeve.pdf | [8 empty] | Ground Pin | 7h | Poles | 2P/3W | Amps | 20A | Voltage | 480V AC | Color | Red
Pin and Sleeve Devices 20-30A IP44 Splashproof | http://www.altechcorp.com/GoogleAssets/PS/A31S71A.jpg | No | IP44 Splashproof Angled Inlet | /Electronics & Electrical/Electronic Components & Devices/Automation Control Components | http://www.altechcorp.com/HTML/PinSleeve-A.html | A31S71A | http://www.altechcorp.com/PDFS/Splits/pinsleeve.pdf | [8 empty] | Ground Pin | 5h | Poles | 2P/3W | Amps | 20A | Voltage | 277V AC | Color | Grey
Pin and Sleeve Devices 20-30A IP44 Splashproof | http://www.altechcorp.com/GoogleAssets/PS/A41S01A.jpg | No | IP44 Splashproof Angled Inlet | /Electronics & Electrical/Electronic Components & Devices/Automation Control Components | http://www.altechcorp.com/HTML/PinSleeve-A.html | A41S01A | http://www.altechcorp.com/PDFS/Splits/pinsleeve.pdf | [8 empty] | Ground Pin | 3h | Poles | 3P/4W | Amps | 20A | Voltage | 380/440V AC | Color | Red
Pin and Sleeve Devices 20-30A IP44 Splashproof | http://www.altechcorp.com/GoogleAssets/PS/A41S21A.jpg | No | IP44 Splashproof Angled Inlet | /Electronics & Electrical/Electronic Components & Devices/Automation Control Components | http://www.altechcorp.com/HTML/PinSleeve-A.html | A41S21A | http://www.altechcorp.com/PDFS/Splits/pinsleeve.pdf | [8 empty] | Ground Pin | 9h | Poles | 3P/4W | Amps | 20A | Voltage | 250V AC | Color | Blue
Pin and Sleeve Devices 20-30A IP44 Splashproof | http://www.altechcorp.com/GoogleAssets/PS/A41S31A.jpg | No | IP44 Splashproof Angled Inlet | /Electronics & Electrical/Electronic Components & Devices/Automation Control Components | http://www.altechcorp.com/HTML/PinSleeve-A.html | A41S31A | http://www.altechcorp.com/PDFS/Splits/pinsleeve.pdf | [8 empty] | Ground Pin | 6h | Poles | 3P/4W | Amps | 20A | Voltage | 400V AC | Color | Red
Pin and Sleeve Devices 20-30A IP44 Splashproof | http://www.altechcorp.com/GoogleAssets/PS/A41S51A.jpg | No | IP44 Splashproof Angled Inlet | /Electronics & Electrical/Electronic Components & Devices/Automation Control Components | http://www.altechcorp.com/HTML/PinSleeve-A.html | A41S51A | http://www.altechcorp.com/PDFS/Splits/pinsleeve.pdf | [8 empty] | Ground Pin | 7h | Poles | 3P/4W | Amps | 20A | Voltage | 480V AC | Color | Red
Pin and Sleeve Devices 20-30A IP44 Splashproof | http://www.altechcorp.com/GoogleAssets/PS/A41S61A.jpg | No | IP44 Splashproof Angled Inlet | /Electronics & Electrical/Electronic Components & Devices/Automation Control Components | http://www.altechcorp.com/HTML/PinSleeve-A.html | A41S61A | http://www.altechcorp.com/PDFS/Splits/pinsleeve.pdf | [8 empty] | Ground Pin | 12h | Poles | 3P/4W | Amps | 20A | Voltage | 120/250V AC | Color | Orange
Pin and Sleeve Devices 20-30A IP44 Splashproof | http://www.altechcorp.com/GoogleAssets/PS/A41S71A.jpg | No | IP44 Splashproof Angled Inlet | /Electronics & Electrical/Electronic Components & Devices/Automation Control Components | http://www.altechcorp.com/HTML/PinSleeve-A.html | A41S71A | http://www.altechcorp.com/PDFS/Splits/pinsleeve.pdf | [8 empty] | Ground Pin | 5h | Poles | 3P/4W | Amps | 20A | Voltage | 600V AC | Color | Black
Pin and Sleeve Devices 20-30A IP44 Splashproof | http://www.altechcorp.com/GoogleAssets/PS/A51S21A.jpg | No | IP44 Splashproof Angled Inlet | /Electronics & Electrical/Electronic Components & Devices/Automation Control Components | http://www.altechcorp.com/HTML/PinSleeve-A.html | A51S21A | http://www.altechcorp.com/PDFS/Splits/pinsleeve.pdf | [8 empty] | Ground Pin | 9h | Poles | 4P/5W | Amps | 20A | Voltage | 120/208V AC | Color | Blue
Pin and Sleeve Devices 20-30A IP44 Splashproof | http://www.altechcorp.com/GoogleAssets/PS/A51S31A.jpg | No | IP44 Splashproof Angled Inlet | /Electronics & Electrical/Electronic Components & Devices/Automation Control Components | http://www.altechcorp.com/HTML/PinSleeve-A.html | A51S31A | http://www.altechcorp.com/PDFS/Splits/pinsleeve.pdf | [8 empty] | Ground Pin | 6h | Poles | 4P/5W | Amps | 20A | Voltage | 400V AC | Color | Red
Pin and Sleeve Devices 20-30A IP44 Splashproof | http://www.altechcorp.com/GoogleAssets/PS/A51S51A.jpg | No | IP44 Splashproof Angled Inlet | /Electronics & Electrical/Electronic Components & Devices/Automation Control Components | http://www.altechcorp.com/HTML/PinSleeve-A.html | A51S51A | http://www.altechcorp.com/PDFS/Splits/pinsleeve.pdf | [8 empty] | Ground Pin | 7h | Poles | 4P/5W | Amps | 20A | Voltage | 277/480V AC | Color | Red
Pin and Sleeve Devices 20-30A IP44 Splashproof | http://www.altechcorp.com/GoogleAssets/PS/A51S71A.jpg | No | IP44 Splashproof Angled Inlet | /Electronics & Electrical/Electronic Components & Devices/Automation Control Components | http://www.altechcorp.com/HTML/PinSleeve-A.html | A51S71A | http://www.altechcorp.com/PDFS/Splits/pinsleeve.pdf | [8 empty] | Ground Pin | 5h | Poles | 4P/5W | Amps | 20A | Voltage | 347/600V AC | Color | Black
Pin and Sleeve Devices 20-30A IP44 Splashproof | http://www.altechcorp.com/GoogleAssets/PS/A32S11A.jpg | No | IP44 Splashproof Angled Inlet | /Electronics & Electrical/Electronic Components & Devices/Automation Control Components | http://www.altechcorp.com/HTML/PinSleeve-A.html | A32S11A | http://www.altechcorp.com/PDFS/Splits/pinsleeve.pdf | [8 empty] | Ground Pin | 4h | Poles | 2P/3W | Amps | 30A | Voltage | 120V AC | Color | Yellow
Pin and Sleeve Devices 20-30A IP44 Splashproof | http://www.altechcorp.com/GoogleAssets/PS/A32S21A.jpg | No | IP44 Splashproof Angled Inlet | /Electronics & Electrical/Electronic Components & Devices/Automation Control Components | http://www.altechcorp.com/HTML/PinSleeve-A.html | A32S21A | http://www.altechcorp.com/PDFS/Splits/pinsleeve.pdf | [8 empty] | Ground Pin | 6h | Poles | 2P/3W | Amps | 30A | Voltage | 250V AC | Color | Blue
Pin and Sleeve Devices 20-30A IP44 Splashproof | http://www.altechcorp.com/GoogleAssets/PS/A32S51A.jpg | No | IP44 Splashproof Angled Inlet | /Electronics & Electrical/Electronic Components & Devices/Automation Control Components | http://www.altechcorp.com/HTML/PinSleeve-A.html | A32S51A | http://www.altechcorp.com/PDFS/Splits/pinsleeve.pdf | [8 empty] | Ground Pin | 7h | Poles | 2P/3W | Amps | 30A | Voltage | 480V AC | Color | Red
Pin and Sleeve Devices 20-30A IP44 Splashproof | http://www.altechcorp.com/GoogleAssets/PS/A32S71A | No | IP44 Splashproof Angled Inlet | /Electronics & Electrical/Electronic Components & Devices/Automation Control Components | http://www.altechcorp.com/HTML/PinSleeve-A.html | A32S71A | http://www.altechcorp.com/PDFS/Splits/pinsleeve.pdf | [8 empty] | Ground Pin | 5h | Poles | 2P/3W | Amps | 30A | Voltage | 277V AC | Color | Grey
Pin and Sleeve Devices 20-30A IP44 Splashproof | http://www.altechcorp.com/GoogleAssets/PS/A42S01A.jpg | No | IP44 Splashproof Angled Inlet | /Electronics & Electrical/Electronic Components & Devices/Automation Control Components | http://www.altechcorp.com/HTML/PinSleeve-A.html | A42S01A | http://www.altechcorp.com/PDFS/Splits/pinsleeve.pdf | [8 empty] | Ground Pin | 3h | Poles | 3P/4W | Amps | 30A | Voltage | 380/440V AC | Color | Red
Pin and Sleeve Devices 20-30A IP44 Splashproof | http://www.altechcorp.com/GoogleAssets/PS/A42S21A.jpg | No | IP44 Splashproof Angled Inlet | /Electronics & Electrical/Electronic Components & Devices/Automation Control Components | http://www.altechcorp.com/HTML/PinSleeve-A.html | A42S21A | http://www.altechcorp.com/PDFS/Splits/pinsleeve.pdf | [8 empty] | Ground Pin | 9h | Poles | 3P/4W | Amps | 30A | Voltage | 250V AC | Color | Blue
Pin and Sleeve Devices 20-30A IP44 Splashproof | http://www.altechcorp.com/GoogleAssets/PS/A42S31A.jpg | No | IP44 Splashproof Angled Inlet | /Electronics & Electrical/Electronic Components & Devices/Automation Control Components | http://www.altechcorp.com/HTML/PinSleeve-A.html | A42S31A | http://www.altechcorp.com/PDFS/Splits/pinsleeve.pdf | [8 empty] | Ground Pin | 6h | Poles | 3P/4W | Amps | 30A | Voltage | 400V AC | Color | Red
Pin and Sleeve Devices 20-30A IP44 Splashproof | http://www.altechcorp.com/GoogleAssets/PS/A42S51A.jpg | No | IP44 Splashproof Angled Inlet | /Electronics & Electrical/Electronic Components & Devices/Automation Control Components | http://www.altechcorp.com/HTML/PinSleeve-A.html | A42S51A | http://www.altechcorp.com/PDFS/Splits/pinsleeve.pdf | [8 empty] | Ground Pin | 7h | Poles | 3P/4W | Amps | 30A | Voltage | 480V AC | Color | Red
Pin and Sleeve Devices 20-30A IP44 Splashproof | http://www.altechcorp.com/GoogleAssets/PS/A42S61A.jpg | No | IP44 Splashproof Angled Inlet | /Electronics & Electrical/Electronic Components & Devices/Automation Control Components | http://www.altechcorp.com/HTML/PinSleeve-A.html | A42S61A | http://www.altechcorp.com/PDFS/Splits/pinsleeve.pdf | [8 empty] | Ground Pin | 12h | Poles | 3P/4W | Amps | 30A | Voltage | 120/250V AC | Color | Orange
Pin and Sleeve Devices 20-30A IP44 Splashproof | http://www.altechcorp.com/GoogleAssets/PS/A42S71A.jpg | No | IP44 Splashproof Angled Inlet | /Electronics & Electrical/Electronic Components & Devices/Automation Control Components | http://www.altechcorp.com/HTML/PinSleeve-A.html | A42S71A | http://www.altechcorp.com/PDFS/Splits/pinsleeve.pdf | [8 empty] | Ground Pin | 5h | Poles | 3P/4W | Amps | 30A | Voltage | 600V AC | Color | Black
Pin and Sleeve Devices 20-30A IP44 Splashproof | http://www.altechcorp.com/GoogleAssets/PS/A52S21A.jpg | No | IP44 Splashproof Angled Inlet | /Electronics & Electrical/Electronic Components & Devices/Automation Control Components | http://www.altechcorp.com/HTML/PinSleeve-A.html | A52S21A | http://www.altechcorp.com/PDFS/Splits/pinsleeve.pdf | [8 empty] | Ground Pin | 9h | Poles | 4P/5W | Amps | 30A | Voltage | 120/208V AC | Color | Blue
Pin and Sleeve Devices 20-30A IP44 Splashproof | http://www.altechcorp.com/GoogleAssets/PS/A52S31A.jpg | No | IP44 Splashproof Angled Inlet | /Electronics & Electrical/Electronic Components & Devices/Automation Control Components | http://www.altechcorp.com/HTML/PinSleeve-A.html | A52S31A | http://www.altechcorp.com/PDFS/Splits/pinsleeve.pdf | [8 empty] | Ground Pin | 6h | Poles | 4P/5W | Amps | 30A | Voltage | 400V AC | Color | Red
Pin and Sleeve Devices 20-30A IP44 Splashproof | http://www.altechcorp.com/GoogleAssets/PS/A52S51A.jpg | No | IP44 Splashproof Angled Inlet | /Electronics & Electrical/Electronic Components & Devices/Automation Control Components | http://www.altechcorp.com/HTML/PinSleeve-A.html | A52S51A | http://www.altechcorp.com/PDFS/Splits/pinsleeve.pdf | [8 empty] | Ground Pin | 7h | Poles | 4P/5W | Amps | 30A | Voltage | 277/480V AC | Color | Red
Pin and Sleeve Devices 20-30A IP44 Splashproof | http://www.altechcorp.com/GoogleAssets/PS/A52S71A.jpg | No | IP44 Splashproof Angled Inlet | /Electronics & Electrical/Electronic Components & Devices/Automation Control Components | http://www.altechcorp.com/HTML/PinSleeve-A.html | A52S71A | http://www.altechcorp.com/PDFS/Splits/pinsleeve.pdf | [8 empty] | Ground Pin | 5h | Poles | 4P/5W | Amps | 30A | Voltage | 347/600V AC | Color | Black
Pin and Sleeve Devices 20-30A IP44 Splashproof | http://www.altechcorp.com/GoogleAssets/PS/G31S10A.jpg | No | IP44 Splashproof Box Inlet | /Electronics & Electrical/Electronic Components & Devices/Automation Control Components | http://www.altechcorp.com/HTML/PinSleeve-A.html | G31S10A | http://www.altechcorp.com/PDFS/Splits/pinsleeve.pdf | [8 empty] | Ground Pin | 4h | Poles | 2P/3W | Amps | 20A | Voltage | 120V AC | Color | Yellow
Pin and Sleeve Devices 20-30A IP44 Splashproof | http://www.altechcorp.com/GoogleAssets/PS/G31S20A.jpg | No | IP44 Splashproof Box Inlet | /Electronics & Electrical/Electronic Components & Devices/Automation Control Components | http://www.altechcorp.com/HTML/PinSleeve-A.html | G31S20A | http://www.altechcorp.com/PDFS/Splits/pinsleeve.pdf | [8 empty] | Ground Pin | 6h | Poles | 2P/3W | Amps | 20A | Voltage | 250V AC | Color | Blue
Pin and Sleeve Devices 20-30A IP44 Splashproof | http://www.altechcorp.com/GoogleAssets/PS/G31S50A.jpg | No | IP44 Splashproof Box Inlet | /Electronics & Electrical/Electronic Components & Devices/Automation Control Components | http://www.altechcorp.com/HTML/PinSleeve-A.html | G31S50A | http://www.altechcorp.com/PDFS/Splits/pinsleeve.pdf | [8 empty] | Ground Pin | 7h | Poles | 2P/3W | Amps | 20A | Voltage | 480V AC | Color | Red
Pin and Sleeve Devices 20-30A IP44 Splashproof | http://www.altechcorp.com/GoogleAssets/PS/G31S70A.jpg | No | IP44 Splashproof Box Inlet | /Electronics & Electrical/Electronic Components & Devices/Automation Control Components | http://www.altechcorp.com/HTML/PinSleeve-A.html | G31S70A | http://www.altechcorp.com/PDFS/Splits/pinsleeve.pdf | [8 empty] | Ground Pin | 5h | Poles | 2P/3W | Amps | 20A | Voltage | 277V AC | Color | Grey
Pin and Sleeve Devices 20-30A IP44 Splashproof | http://www.altechcorp.com/GoogleAssets/PS/G41S00A.jpg | No | IP44 Splashproof Box Inlet | /Electronics & Electrical/Electronic Components & Devices/Automation Control Components | http://www.altechcorp.com/HTML/PinSleeve-A.html | G41S00A | http://www.altechcorp.com/PDFS/Splits/pinsleeve.pdf | [8 empty] | Ground Pin | 3h | Poles | 3P/4W | Amps | 20A | Voltage | 380/440V AC | Color | Red
Pin and Sleeve Devices 20-30A IP44 Splashproof | http://www.altechcorp.com/GoogleAssets/PS/G41S20A.jpg | No | IP44 Splashproof Box Inlet | /Electronics & Electrical/Electronic Components & Devices/Automation Control Components | http://www.altechcorp.com/HTML/PinSleeve-A.html | G41S20A | http://www.altechcorp.com/PDFS/Splits/pinsleeve.pdf | [8 empty] | Ground Pin | 9h | Poles | 3P/4W | Amps | 20A | Voltage | 250V AC | Color | Blue
Pin and Sleeve Devices 20-30A IP44 Splashproof | http://www.altechcorp.com/GoogleAssets/PS/G41S30A.jpg | No | IP44 Splashproof Box Inlet | /Electronics & Electrical/Electronic Components & Devices/Automation Control Components | http://www.altechcorp.com/HTML/PinSleeve-A.html | G41S30A | http://www.altechcorp.com/PDFS/Splits/pinsleeve.pdf | [8 empty] | Ground Pin | 6h | Poles | 3P/4W | Amps | 20A | Voltage | 400V AC | Color | Red
Pin and Sleeve Devices 20-30A IP44 Splashproof | http://www.altechcorp.com/GoogleAssets/PS/G41S50A.jpg | No | IP44 Splashproof Box Inlet | /Electronics & Electrical/Electronic Components & Devices/Automation Control Components | http://www.altechcorp.com/HTML/PinSleeve-A.html | G41S50A | http://www.altechcorp.com/PDFS/Splits/pinsleeve.pdf | [8 empty] | Ground Pin | 7h | Poles | 3P/4W | Amps | 20A | Voltage | 480V AC | Color | Red
Pin and Sleeve Devices 20-30A IP44 Splashproof | http://www.altechcorp.com/GoogleAssets/PS/G41S60A.jpg | No | IP44 Splashproof Box Inlet | /Electronics & Electrical/Electronic Components & Devices/Automation Control Components | http://www.altechcorp.com/HTML/PinSleeve-A.html | G41S60A | http://www.altechcorp.com/PDFS/Splits/pinsleeve.pdf | [8 empty] | Ground Pin | 12h | Poles | 3P/4W | Amps | 20A | Voltage | 120/250V AC | Color | Orange
Pin and Sleeve Devices 20-30A IP44 Splashproof | http://www.altechcorp.com/GoogleAssets/PS/G41S70A.jpg | No | IP44 Splashproof Box Inlet | /Electronics & Electrical/Electronic Components & Devices/Automation Control Components | http://www.altechcorp.com/HTML/PinSleeve-A.html | G41S70A | http://www.altechcorp.com/PDFS/Splits/pinsleeve.pdf | [8 empty] | Ground Pin | 5h | Poles | 3P/4W | Amps | 20A | Voltage | 600V AC | Color | Black
Pin and Sleeve Devices 20-30A IP44 Splashproof | http://www.altechcorp.com/GoogleAssets/PS/G51S20A.jpg | No | IP44 Splashproof Box Inlet | /Electronics & Electrical/Electronic Components & Devices/Automation Control Components | http://www.altechcorp.com/HTML/PinSleeve-A.html | G51S20A | http://www.altechcorp.com/PDFS/Splits/pinsleeve.pdf | [8 empty] | Ground Pin | 9h | Poles | 4P/5W | Amps | 20A | Voltage | 120/208V AC | Color | Blue
Pin and Sleeve Devices 20-30A IP44 Splashproof | http://www.altechcorp.com/GoogleAssets/PS/G51S30A.jpg | No | IP44 Splashproof Box Inlet | /Electronics & Electrical/Electronic Components & Devices/Automation Control Components | http://www.altechcorp.com/HTML/PinSleeve-A.html | G51S30A | http://www.altechcorp.com/PDFS/Splits/pinsleeve.pdf | [8 empty] | Ground Pin | 6h | Poles | 4P/5W | Amps | 20A | Voltage | 400V AC | Color | Red
Pin and Sleeve Devices 20-30A IP44 Splashproof | http://www.altechcorp.com/GoogleAssets/PS/G51S50A.jpg | No | IP44 Splashproof Box Inlet | /Electronics & Electrical/Electronic Components & Devices/Automation Control Components | http://www.altechcorp.com/HTML/PinSleeve-A.html | G51S50A | http://www.altechcorp.com/PDFS/Splits/pinsleeve.pdf | [8 empty] | Ground Pin | 7h | Poles | 4P/5W | Amps | 20A | Voltage | 277/480V AC | Color | Red
Pin and Sleeve Devices 20-30A IP44 Splashproof | http://www.altechcorp.com/GoogleAssets/PS/G51S70A.jpg | No | IP44 Splashproof Box Inlet | /Electronics & Electrical/Electronic Components & Devices/Automation Control Components | http://www.altechcorp.com/HTML/PinSleeve-A.html | G51S70A | http://www.altechcorp.com/PDFS/Splits/pinsleeve.pdf | [8 empty] | Ground Pin | 5h | Poles | 4P/5W | Amps | 20A | Voltage | 347/600V AC | Color | Black
Pin and Sleeve Devices 20-30A IP44 Splashproof | http://www.altechcorp.com/GoogleAssets/PS/G32S10A | No | IP44 Splashproof Box Inlet | /Electronics & Electrical/Electronic Components & Devices/Automation Control Components | http://www.altechcorp.com/HTML/PinSleeve-A.html | G32S10A | http://www.altechcorp.com/PDFS/Splits/pinsleeve.pdf | [8 empty] | Ground Pin | 4h | Poles | 2P/3W | Amps | 30A | Voltage | 120V AC | Color | Yellow
Pin and Sleeve Devices 20-30A IP44 Splashproof | http://www.altechcorp.com/GoogleAssets/PS/G32S20A.jpg | No | IP44 Splashproof Box Inlet | /Electronics & Electrical/Electronic Components & Devices/Automation Control Components | http://www.altechcorp.com/HTML/PinSleeve-A.html | G32S20A | http://www.altechcorp.com/PDFS/Splits/pinsleeve.pdf | [8 empty] | Ground Pin | 6h | Poles | 2P/3W | Amps | 30A | Voltage | 250V AC | Color | Blue
Pin and Sleeve Devices 20-30A IP44 Splashproof | http://www.altechcorp.com/GoogleAssets/PS/G32S50A.jpg | No | IP44 Splashproof Box Inlet | /Electronics & Electrical/Electronic Components & Devices/Automation Control Components | http://www.altechcorp.com/HTML/PinSleeve-A.html | G32S50A | http://www.altechcorp.com/PDFS/Splits/pinsleeve.pdf | [8 empty] | Ground Pin | 7h | Poles | 2P/3W | Amps | 30A | Voltage | 480V AC | Color | Red
Pin and Sleeve Devices 20-30A IP44 Splashproof | http://www.altechcorp.com/GoogleAssets/PS/G32S70A.jpg | No | IP44 Splashproof Box Inlet | /Electronics & Electrical/Electronic Components & Devices/Automation Control Components | http://www.altechcorp.com/HTML/PinSleeve-A.html | G32S70A | http://www.altechcorp.com/PDFS/Splits/pinsleeve.pdf | [8 empty] | Ground Pin | 5h | Poles | 2P/3W | Amps | 30A | Voltage | 277V AC | Color | Grey
Pin and Sleeve Devices 20-30A IP44 Splashproof | http://www.altechcorp.com/GoogleAssets/PS/G42S00A.jpg | No | IP44 Splashproof Box Inlet | /Electronics & Electrical/Electronic Components & Devices/Automation Control Components | http://www.altechcorp.com/HTML/PinSleeve-A.html | G42S00A | http://www.altechcorp.com/PDFS/Splits/pinsleeve.pdf | [8 empty] | Ground Pin | 3h | Poles | 3P/4W | Amps | 30A | Voltage | 380/440V AC | Color | Red
Pin and Sleeve Devices 20-30A IP44 Splashproof | http://www.altechcorp.com/GoogleAssets/PS/G42S20A.jpg | No | IP44 Splashproof Box Inlet | /Electronics & Electrical/Electronic Components & Devices/Automation Control Components | http://www.altechcorp.com/HTML/PinSleeve-A.html | G42S20A | http://www.altechcorp.com/PDFS/Splits/pinsleeve.pdf | [8 empty] | Ground Pin | 9h | Poles | 3P/4W | Amps | 30A | Voltage | 250V AC | Color | Blue
Pin and Sleeve Devices 20-30A IP44 Splashproof | http://www.altechcorp.com/GoogleAssets/PS/G42S30A.jpg | No | IP44 Splashproof Box Inlet | /Electronics & Electrical/Electronic Components & Devices/Automation Control Components | http://www.altechcorp.com/HTML/PinSleeve-A.html | G42S30A | http://www.altechcorp.com/PDFS/Splits/pinsleeve.pdf | [8 empty] | Ground Pin | 6h | Poles | 3P/4W | Amps | 30A | Voltage | 400V AC | Color | Red
Pin and Sleeve Devices 20-30A IP44 Splashproof | http://www.altechcorp.com/GoogleAssets/PS/G42S50A.jpg | No | IP44 Splashproof Box Inlet | /Electronics & Electrical/Electronic Components & Devices/Automation Control Components | http://www.altechcorp.com/HTML/PinSleeve-A.html | G42S50A | http://www.altechcorp.com/PDFS/Splits/pinsleeve.pdf | [8 empty] | Ground Pin | 7h | Poles | 3P/4W | Amps | 30A | Voltage | 480V AC | Color | Red
Pin and Sleeve Devices 20-30A IP44 Splashproof | http://www.altechcorp.com/GoogleAssets/PS/G42S60A.jpg | No | IP44 Splashproof Box Inlet | /Electronics & Electrical/Electronic Components & Devices/Automation Control Components | http://www.altechcorp.com/HTML/PinSleeve-A.html | G42S60A | http://www.altechcorp.com/PDFS/Splits/pinsleeve.pdf | [8 empty] | Ground Pin | 12h | Poles | 3P/4W | Amps | 30A | Voltage | 120/250V AC | Color | Orange
Pin and Sleeve Devices 20-30A IP44 Splashproof | http://www.altechcorp.com/GoogleAssets/PS/G42S70A.jpg | No | IP44 Splashproof Box Inlet | /Electronics & Electrical/Electronic Components & Devices/Automation Control Components | http://www.altechcorp.com/HTML/PinSleeve-A.html | G42S70A | http://www.altechcorp.com/PDFS/Splits/pinsleeve.pdf | [8 empty] | Ground Pin | 5h | Poles | 3P/4W | Amps | 30A | Voltage | 600V AC | Color | Black
Pin and Sleeve Devices 20-30A IP44 Splashproof | http://www.altechcorp.com/GoogleAssets/PS/G52S20A.jpg | No | IP44 Splashproof Box Inlet | /Electronics & Electrical/Electronic Components & Devices/Automation Control Components | http://www.altechcorp.com/HTML/PinSleeve-A.html | G52S20A | http://www.altechcorp.com/PDFS/Splits/pinsleeve.pdf | [8 empty] | Ground Pin | 9h | Poles | 4P/5W | Amps | 30A | Voltage | 120/208V AC | Color | Blue
Pin and Sleeve Devices 20-30A IP44 Splashproof | http://www.altechcorp.com/GoogleAssets/PS/G52S30A.jpg | No | IP44 Splashproof Box Inlet | /Electronics & Electrical/Electronic Components & Devices/Automation Control Components | http://www.altechcorp.com/HTML/PinSleeve-A.html | G52S30A | http://www.altechcorp.com/PDFS/Splits/pinsleeve.pdf | [8 empty] | Ground Pin | 6h | Poles | 4P/5W | Amps | 30A | Voltage | 400V AC | Color | Red
Pin and Sleeve Devices 20-30A IP44 Splashproof | http://www.altechcorp.com/GoogleAssets/PS/G52S50A.jpg | No | IP44 Splashproof Box Inlet | /Electronics & Electrical/Electronic Components & Devices/Automation Control Components | http://www.altechcorp.com/HTML/PinSleeve-A.html | G52S50A | http://www.altechcorp.com/PDFS/Splits/pinsleeve.pdf | [8 empty] | Ground Pin | 7h | Poles | 4P/5W | Amps | 30A | Voltage | 277/480V AC | Color | Red
Pin and Sleeve Devices 20-30A IP44 Splashproof | http://www.altechcorp.com/GoogleAssets/PS/G52S70A.jpg | No | IP44 Splashproof Box Inlet | /Electronics & Electrical/Electronic Components & Devices/Automation Control Components | http://www.altechcorp.com/HTML/PinSleeve-A.html | G52S70A | http://www.altechcorp.com/PDFS/Splits/pinsleeve.pdf | [8 empty] | Ground Pin | 5h | Poles | 4P/5W | Amps | 30A | Voltage | 347/600V AC | Color | Black
Pin and Sleeve Devices 20-30A IP67 Watertight | http://www.altechcorp.com/GoogleAssets/PS/S31S15A.jpg | No | IP67 Wateright Plug | /Electronics & Electrical/Electronic Components & Devices/Automation Control Components | http://www.altechcorp.com/HTML/PinSleeve-A.html | S31S15A | http://www.altechcorp.com/PDFS/Splits/pinsleeve.pdf | [8 empty] | Ground Pin | 4h | Poles | 2P/3W | Amps | 20A | Voltage | 120V AC | Color | Yellow
Pin and Sleeve Devices 20-30A IP67 Watertight | http://www.altechcorp.com/GoogleAssets/PS/S31S25A.jpg | No | IP67 Wateright Plug | /Electronics & Electrical/Electronic Components & Devices/Automation Control Components | http://www.altechcorp.com/HTML/PinSleeve-A.html | S31S25A | http://www.altechcorp.com/PDFS/Splits/pinsleeve.pdf | [8 empty] | Ground Pin | 6h | Poles | 2P/3W | Amps | 20A | Voltage | 250V AC | Color | Blue
Pin and Sleeve Devices 20-30A IP67 Watertight | http://www.altechcorp.com/GoogleAssets/PS/S31S55A.jpg | No | IP67 Wateright Plug | /Electronics & Electrical/Electronic Components & Devices/Automation Control Components | http://www.altechcorp.com/HTML/PinSleeve-A.html | S31S55A | http://www.altechcorp.com/PDFS/Splits/pinsleeve.pdf | [8 empty] | Ground Pin | 7h | Poles | 2P/3W | Amps | 20A | Voltage | 480V AC | Color | Red
Pin and Sleeve Devices 20-30A IP67 Watertight | http://www.altechcorp.com/GoogleAssets/PS/S31S75A.jpg | No | IP67 Wateright Plug | /Electronics & Electrical/Electronic Components & Devices/Automation Control Components | http://www.altechcorp.com/HTML/PinSleeve-A.html | S31S75A | http://www.altechcorp.com/PDFS/Splits/pinsleeve.pdf | [8 empty] | Ground Pin | 5h | Poles | 2P/3W | Amps | 20A | Voltage | 277V AC | Color | Grey
Pin and Sleeve Devices 20-30A IP67 Watertight | http://www.altechcorp.com/GoogleAssets/PS/S41S05A.jpg | No | IP67 Wateright Plug | /Electronics & Electrical/Electronic Components & Devices/Automation Control Components | http://www.altechcorp.com/HTML/PinSleeve-A.html | S41S05A | http://www.altechcorp.com/PDFS/Splits/pinsleeve.pdf | [8 empty] | Ground Pin | 3h | Poles | 3P/4W | Amps | 20A | Voltage | 380/440V AC | Color | Red
Pin and Sleeve Devices 20-30A IP67 Watertight | http://www.altechcorp.com/GoogleAssets/PS/S41S25A.jpg | No | IP67 Wateright Plug | /Electronics & Electrical/Electronic Components & Devices/Automation Control Components | http://www.altechcorp.com/HTML/PinSleeve-A.html | S41S25A | http://www.altechcorp.com/PDFS/Splits/pinsleeve.pdf | [8 empty] | Ground Pin | 9h | Poles | 3P/4W | Amps | 20A | Voltage | 250V AC | Color | Blue
Pin and Sleeve Devices 20-30A IP67 Watertight | http://www.altechcorp.com/GoogleAssets/PS/S41S35A.jpg | No | IP67 Wateright Plug | /Electronics & Electrical/Electronic Components & Devices/Automation Control Components | http://www.altechcorp.com/HTML/PinSleeve-A.html | S41S35A | http://www.altechcorp.com/PDFS/Splits/pinsleeve.pdf | [8 empty] | Ground Pin | 6h | Poles | 3P/4W | Amps | 20A | Voltage | 400V AC | Color | Red
Pin and Sleeve Devices 20-30A IP67 Watertight | http://www.altechcorp.com/GoogleAssets/PS/S41S55A.jpg | No | IP67 Wateright Plug | /Electronics & Electrical/Electronic Components & Devices/Automation Control Components | http://www.altechcorp.com/HTML/PinSleeve-A.html | S41S55A | http://www.altechcorp.com/PDFS/Splits/pinsleeve.pdf | [8 empty] | Ground Pin | 7h | Poles | 3P/4W | Amps | 20A | Voltage | 480V AC | Color | Red
Pin and Sleeve Devices 20-30A IP67 Watertight | http://www.altechcorp.com/GoogleAssets/PS/S41S65A.jpg | No | IP67 Wateright Plug | /Electronics & Electrical/Electronic Components & Devices/Automation Control Components | http://www.altechcorp.com/HTML/PinSleeve-A.html | S41S65A | http://www.altechcorp.com/PDFS/Splits/pinsleeve.pdf | [8 empty] | Ground Pin | 12h | Poles | 3P/4W | Amps | 20A | Voltage | 120/250V AC | Color | Orange
Pin and Sleeve Devices 20-30A IP67 Watertight | http://www.altechcorp.com/GoogleAssets/PS/S41S75A.jpg | No | IP67 Wateright Plug | /Electronics & Electrical/Electronic Components & Devices/Automation Control Components | http://www.altechcorp.com/HTML/PinSleeve-A.html | S41S75A | http://www.altechcorp.com/PDFS/Splits/pinsleeve.pdf | [8 empty] | Ground Pin | 5h | Poles | 3P/4W | Amps | 20A | Voltage | 600V AC | Color | Black
Pin and Sleeve Devices 20-30A IP67 Watertight | http://www.altechcorp.com/GoogleAssets/PS/S51S25A.jpg | No | IP67 Wateright Plug | /Electronics & Electrical/Electronic Components & Devices/Automation Control Components | http://www.altechcorp.com/HTML/PinSleeve-A.html | S51S25A | http://www.altechcorp.com/PDFS/Splits/pinsleeve.pdf | [8 empty] | Ground Pin | 9h | Poles | 4P/5W | Amps | 20A | Voltage | 120/208V AC | Color | Blue
Pin and Sleeve Devices 20-30A IP67 Watertight | http://www.altechcorp.com/GoogleAssets/PS/S51S35A.jpg | No | IP67 Wateright Plug | /Electronics & Electrical/Electronic Components & Devices/Automation Control Components | http://www.altechcorp.com/HTML/PinSleeve-A.html | S51S35A | http://www.altechcorp.com/PDFS/Splits/pinsleeve.pdf | [8 empty] | Ground Pin | 6h | Poles | 4P/5W | Amps | 20A | Voltage | 400V AC | Color | Red
Pin and Sleeve Devices 20-30A IP67 Watertight | http://www.altechcorp.com/GoogleAssets/PS/S51S55A.jpg | No | IP67 Wateright Plug | /Electronics & Electrical/Electronic Components & Devices/Automation Control Components | http://www.altechcorp.com/HTML/PinSleeve-A.html | S51S55A | http://www.altechcorp.com/PDFS/Splits/pinsleeve.pdf | [8 empty] | Ground Pin | 7h | Poles | 4P/5W | Amps | 20A | Voltage | 277/480V AC | Color | Red
Pin and Sleeve Devices 20-30A IP67 Watertight | http://www.altechcorp.com/GoogleAssets/PS/S51S75A.jpg | No | IP67 Wateright Plug | /Electronics & Electrical/Electronic Components & Devices/Automation Control Components | http://www.altechcorp.com/HTML/PinSleeve-A.html | S51S75A | http://www.altechcorp.com/PDFS/Splits/pinsleeve.pdf | [8 empty] | Ground Pin | 5h | Poles | 4P/5W | Amps | 20A | Voltage | 347/600V AC | Color | Black
Pin and Sleeve Devices 20-30A IP67 Watertight | http://www.altechcorp.com/GoogleAssets/PS/S32S15A.jpg | No | IP67 Wateright Plug | /Electronics & Electrical/Electronic Components & Devices/Automation Control Components | http://www.altechcorp.com/HTML/PinSleeve-A.html | S32S15A | http://www.altechcorp.com/PDFS/Splits/pinsleeve.pdf | [8 empty] | Ground Pin | 4h | Poles | 2P/3W | Amps | 30A | Voltage | 120V AC | Color | Yellow
Pin and Sleeve Devices 20-30A IP67 Watertight | http://www.altechcorp.com/GoogleAssets/PS/S32S25A.jpg | No | IP67 Wateright Plug | /Electronics & Electrical/Electronic Components & Devices/Automation Control Components | http://www.altechcorp.com/HTML/PinSleeve-A.html | S32S25A | http://www.altechcorp.com/PDFS/Splits/pinsleeve.pdf | [8 empty] | Ground Pin | 6h | Poles | 2P/3W | Amps | 30A | Voltage | 250V AC | Color | Blue
Pin and Sleeve Devices 20-30A IP67 Watertight | http://www.altechcorp.com/GoogleAssets/PS/S32S55A.jpg | No | IP67 Wateright Plug | /Electronics & Electrical/Electronic Components & Devices/Automation Control Components | http://www.altechcorp.com/HTML/PinSleeve-A.html | S32S55A | http://www.altechcorp.com/PDFS/Splits/pinsleeve.pdf | [8 empty] | Ground Pin | 7h | Poles | 2P/3W | Amps | 30A | Voltage | 480V AC | Color | Red
Pin and Sleeve Devices 20-30A IP67 Watertight | http://www.altechcorp.com/GoogleAssets/PS/S32S75A.jpg | No | IP67 Wateright Plug | /Electronics & Electrical/Electronic Components & Devices/Automation Control Components | http://www.altechcorp.com/HTML/PinSleeve-A.html | S32S75A | http://www.altechcorp.com/PDFS/Splits/pinsleeve.pdf | [8 empty] | Ground Pin | 5h | Poles | 2P/3W | Amps | 30A | Voltage | 277V AC | Color | Grey
Pin and Sleeve Devices 20-30A IP67 Watertight | http://www.altechcorp.com/GoogleAssets/PS/S42S05A.jpg | No | IP67 Wateright Plug | /Electronics & Electrical/Electronic Components & Devices/Automation Control Components | http://www.altechcorp.com/HTML/PinSleeve-A.html | S42S05A | http://www.altechcorp.com/PDFS/Splits/pinsleeve.pdf | [8 empty] | Ground Pin | 3h | Poles | 3P/4W | Amps | 30A | Voltage | 380/440V AC | Color | Red
Pin and Sleeve Devices 20-30A IP67 Watertight | http://www.altechcorp.com/GoogleAssets/PS/S42S25A.jpg | No | IP67 Wateright Plug | /Electronics & Electrical/Electronic Components & Devices/Automation Control Components | http://www.altechcorp.com/HTML/PinSleeve-A.html | S42S25A | http://www.altechcorp.com/PDFS/Splits/pinsleeve.pdf | [8 empty] | Ground Pin | 9h | Poles | 3P/4W | Amps | 30A | Voltage | 250V AC | Color | Blue
Pin and Sleeve Devices 20-30A IP67 Watertight | http://www.altechcorp.com/GoogleAssets/PS/S42S35A.jpg | No | IP67 Wateright Plug | /Electronics & Electrical/Electronic Components & Devices/Automation Control Components | http://www.altechcorp.com/HTML/PinSleeve-A.html | S42S35A | http://www.altechcorp.com/PDFS/Splits/pinsleeve.pdf | [8 empty] | Ground Pin | 6h | Poles | 3P/4W | Amps | 30A | Voltage | 400V AC | Color | Red
Pin and Sleeve Devices 20-30A IP67 Watertight | http://www.altechcorp.com/GoogleAssets/PS/S42S55A.jpg | No | IP67 Wateright Plug | /Electronics & Electrical/Electronic Components & Devices/Automation Control Components | http://www.altechcorp.com/HTML/PinSleeve-A.html | S42S55A | http://www.altechcorp.com/PDFS/Splits/pinsleeve.pdf | [8 empty] | Ground Pin | 7h | Poles | 3P/4W | Amps | 30A | Voltage | 480V AC | Color | Red
Pin and Sleeve Devices 20-30A IP67 Watertight | http://www.altechcorp.com/GoogleAssets/PS/S42S65A.jpg | No | IP67 Wateright Plug | /Electronics & Electrical/Electronic Components & Devices/Automation Control Components | http://www.altechcorp.com/HTML/PinSleeve-A.html | S42S65A | http://www.altechcorp.com/PDFS/Splits/pinsleeve.pdf | [8 empty] | Ground Pin | 12h | Poles | 3P/4W | Amps | 30A | Voltage | 120/250V AC | Color | Orange
Pin and Sleeve Devices 20-30A IP67 Watertight | http://www.altechcorp.com/GoogleAssets/PS/S42S75A.jpg | No | IP67 Wateright Plug | /Electronics & Electrical/Electronic Components & Devices/Automation Control Components | http://www.altechcorp.com/HTML/PinSleeve-A.html | S42S75A | http://www.altechcorp.com/PDFS/Splits/pinsleeve.pdf | [8 empty] | Ground Pin | 5h | Poles | 3P/4W | Amps | 30A | Voltage | 600V AC | Color | Black
Pin and Sleeve Devices 20-30A IP67 Watertight | http://www.altechcorp.com/GoogleAssets/PS/S52S25A.jpg | No | IP67 Wateright Plug | /Electronics & Electrical/Electronic Components & Devices/Automation Control Components | http://www.altechcorp.com/HTML/PinSleeve-A.html | S52S25A | http://www.altechcorp.com/PDFS/Splits/pinsleeve.pdf | [8 empty] | Ground Pin | 9h | Poles | 4P/5W | Amps | 30A | Voltage | 120/208V AC | Color | Blue
Pin and Sleeve Devices 20-30A IP67 Watertight | http://www.altechcorp.com/GoogleAssets/PS/S52S35A.jpg | No | IP67 Wateright Plug | /Electronics & Electrical/Electronic Components & Devices/Automation Control Components | http://www.altechcorp.com/HTML/PinSleeve-A.html | S52S35A | http://www.altechcorp.com/PDFS/Splits/pinsleeve.pdf | [8 empty] | Ground Pin | 6h | Poles | 4P/5W | Amps | 30A | Voltage | 400V AC | Color | Red
Pin and Sleeve Devices 20-30A IP67 Watertight | http://www.altechcorp.com/GoogleAssets/PS/S52S55A.jpg | No | IP67 Wateright Plug | /Electronics & Electrical/Electronic Components & Devices/Automation Control Components | http://www.altechcorp.com/HTML/PinSleeve-A.html | S52S55A | http://www.altechcorp.com/PDFS/Splits/pinsleeve.pdf | [8 empty] | Ground Pin | 7h | Poles | 4P/5W | Amps | 30A | Voltage | 277/480V AC | Color | Red
Pin and Sleeve Devices 20-30A IP67 Watertight | http://www.altechcorp.com/GoogleAssets/PS/S52S75A.jpg | No | IP67 Wateright Plug | /Electronics & Electrical/Electronic Components & Devices/Automation Control Components | http://www.altechcorp.com/HTML/PinSleeve-A.html | S52S75A | http://www.altechcorp.com/PDFS/Splits/pinsleeve.pdf | [8 empty] | Ground Pin | 5h | Poles | 4P/5W | Amps | 30A | Voltage | 347/600V AC | Color | Black
Pin and Sleeve Devices 20-30A IP67 Watertight | http://www.altechcorp.com/GoogleAssets/PS/K31S15A.jpg | No | IP67 Wateright Connector | /Electronics & Electrical/Electronic Components & Devices/Automation Control Components | http://www.altechcorp.com/HTML/PinSleeve-A.html | K31S15A | http://www.altechcorp.com/PDFS/Splits/pinsleeve.pdf | [8 empty] | Ground Pin | 4h | Poles | 2P/3W | Amps | 20A | Voltage | 120V AC | Color | Yellow
Pin and Sleeve Devices 20-30A IP67 Watertight | http://www.altechcorp.com/GoogleAssets/PS/K31S25A.jpg | No | IP67 Wateright Connector | /Electronics & Electrical/Electronic Components & Devices/Automation Control Components | http://www.altechcorp.com/HTML/PinSleeve-A.html | K31S25A | http://www.altechcorp.com/PDFS/Splits/pinsleeve.pdf | [8 empty] | Ground Pin | 6h | Poles | 2P/3W | Amps | 20A | Voltage | 250V AC | Color | Blue
Pin and Sleeve Devices 20-30A IP67 Watertight | http://www.altechcorp.com/GoogleAssets/PS/K31S55A.jpg | No | IP67 Wateright Connector | /Electronics & Electrical/Electronic Components & Devices/Automation Control Components | http://www.altechcorp.com/HTML/PinSleeve-A.html | K31S55A | http://www.altechcorp.com/PDFS/Splits/pinsleeve.pdf | [8 empty] | Ground Pin | 7h | Poles | 2P/3W | Amps | 20A | Voltage | 480V AC | Color | Red
Pin and Sleeve Devices 20-30A IP67 Watertight | http://www.altechcorp.com/GoogleAssets/PS/K31S75A.jpg | No | IP67 Wateright Connector | /Electronics & Electrical/Electronic Components & Devices/Automation Control Components | http://www.altechcorp.com/HTML/PinSleeve-A.html | K31S75A | http://www.altechcorp.com/PDFS/Splits/pinsleeve.pdf | [8 empty] | Ground Pin | 5h | Poles | 2P/3W | Amps | 20A | Voltage | 277V AC | Color | Grey
Pin and Sleeve Devices 20-30A IP67 Watertight | http://www.altechcorp.com/GoogleAssets/PS/K41S05A.jpg | No | IP67 Wateright Connector | /Electronics & Electrical/Electronic Components & Devices/Automation Control Components | http://www.altechcorp.com/HTML/PinSleeve-A.html | K41S05A | http://www.altechcorp.com/PDFS/Splits/pinsleeve.pdf | [8 empty] | Ground Pin | 3h | Poles | 3P/4W | Amps | 20A | Voltage | 380/440V AC | Color | Red
Pin and Sleeve Devices 20-30A IP67 Watertight | http://www.altechcorp.com/GoogleAssets/PS/K41S25A.jpg | No | IP67 Wateright Connector | /Electronics & Electrical/Electronic Components & Devices/Automation Control Components | http://www.altechcorp.com/HTML/PinSleeve-A.html | K41S25A | http://www.altechcorp.com/PDFS/Splits/pinsleeve.pdf | [8 empty] | Ground Pin | 9h | Poles | 3P/4W | Amps | 20A | Voltage | 250V AC | Color | Blue
Pin and Sleeve Devices 20-30A IP67 Watertight | http://www.altechcorp.com/GoogleAssets/PS/K41S35A.jpg | No | IP67 Wateright Connector | /Electronics & Electrical/Electronic Components & Devices/Automation Control Components | http://www.altechcorp.com/HTML/PinSleeve-A.html | K41S35A | http://www.altechcorp.com/PDFS/Splits/pinsleeve.pdf | [8 empty] | Ground Pin | 6h | Poles | 3P/4W | Amps | 20A | Voltage | 400V AC | Color | Red
Pin and Sleeve Devices 20-30A IP67 Watertight | http://www.altechcorp.com/GoogleAssets/PS/K41S55A.jpg | No | IP67 Wateright Connector | /Electronics & Electrical/Electronic Components & Devices/Automation Control Components | http://www.altechcorp.com/HTML/PinSleeve-A.html | K41S55A | http://www.altechcorp.com/PDFS/Splits/pinsleeve.pdf | [8 empty] | Ground Pin | 7h | Poles | 3P/4W | Amps | 20A | Voltage | 480V AC | Color | Red
Pin and Sleeve Devices 20-30A IP67 Watertight | http://www.altechcorp.com/GoogleAssets/PS/K41S65A.jpg | No | IP67 Wateright Connector | /Electronics & Electrical/Electronic Components & Devices/Automation Control Components | http://www.altechcorp.com/HTML/PinSleeve-A.html | K41S65A | http://www.altechcorp.com/PDFS/Splits/pinsleeve.pdf | [8 empty] | Ground Pin | 12h | Poles | 3P/4W | Amps | 20A | Voltage | 120/250V AC | Color | Orange
Pin and Sleeve Devices 20-30A IP67 Watertight | http://www.altechcorp.com/GoogleAssets/PS/K41S75A.jpg | No | IP67 Wateright Connector | /Electronics & Electrical/Electronic Components & Devices/Automation Control Components | http://www.altechcorp.com/HTML/PinSleeve-A.html | K41S75A | http://www.altechcorp.com/PDFS/Splits/pinsleeve.pdf | [8 empty] | Ground Pin | 5h | Poles | 3P/4W | Amps | 20A | Voltage | 600V AC | Color | Black
Pin and Sleeve Devices 20-30A IP67 Watertight | http://www.altechcorp.com/GoogleAssets/PS/K51S25A.jpg | No | IP67 Wateright Connector | /Electronics & Electrical/Electronic Components & Devices/Automation Control Components | http://www.altechcorp.com/HTML/PinSleeve-A.html | K51S25A | http://www.altechcorp.com/PDFS/Splits/pinsleeve.pdf | [8 empty] | Ground Pin | 9h | Poles | 4P/5W | Amps | 20A | Voltage | 120/208V AC | Color | Blue
Pin and Sleeve Devices 20-30A IP67 Watertight | http://www.altechcorp.com/GoogleAssets/PS/K51S35A.jpg | No | IP67 Wateright Connector | /Electronics & Electrical/Electronic Components & Devices/Automation Control Components | http://www.altechcorp.com/HTML/PinSleeve-A.html | K51S35A | http://www.altechcorp.com/PDFS/Splits/pinsleeve.pdf | [8 empty] | Ground Pin | 6h | Poles | 4P/5W | Amps | 20A | Voltage | 400V AC | Color | Red
Pin and Sleeve Devices 20-30A IP67 Watertight | http://www.altechcorp.com/GoogleAssets/PS/K51S55A.jpg | No | IP67 Wateright Connector | /Electronics & Electrical/Electronic Components & Devices/Automation Control Components | http://www.altechcorp.com/HTML/PinSleeve-A.html | K51S55A | http://www.altechcorp.com/PDFS/Splits/pinsleeve.pdf | [8 empty] | Ground Pin | 7h | Poles | 4P/5W | Amps | 20A | Voltage | 277/480V AC | Color | Red
Pin and Sleeve Devices 20-30A IP67 Watertight | http://www.altechcorp.com/GoogleAssets/PS/K51S75A.jpg | No | IP67 Wateright Connector | /Electronics & Electrical/Electronic Components & Devices/Automation Control Components | http://www.altechcorp.com/HTML/PinSleeve-A.html | K51S75A | http://www.altechcorp.com/PDFS/Splits/pinsleeve.pdf | [8 empty] | Ground Pin | 5h | Poles | 4P/5W | Amps | 20A | Voltage | 347/600V AC | Color | Black
Pin and Sleeve Devices 20-30A IP67 Watertight | http://www.altechcorp.com/GoogleAssets/PS/K32S15A.jpg | No | IP67 Wateright Connector | /Electronics & Electrical/Electronic Components & Devices/Automation Control Components | http://www.altechcorp.com/HTML/PinSleeve-A.html | K32S15A | http://www.altechcorp.com/PDFS/Splits/pinsleeve.pdf | [8 empty] | Ground Pin | 4h | Poles | 2P/3W | Amps | 30A | Voltage | 120V AC | Color | Yellow
Pin and Sleeve Devices 20-30A IP67 Watertight | http://www.altechcorp.com/GoogleAssets/PS/K32S25A.jpg | No | IP67 Wateright Connector | /Electronics & Electrical/Electronic Components & Devices/Automation Control Components | http://www.altechcorp.com/HTML/PinSleeve-A.html | K32S25A | http://www.altechcorp.com/PDFS/Splits/pinsleeve.pdf | [8 empty] | Ground Pin | 6h | Poles | 2P/3W | Amps | 30A | Voltage | 250V AC | Color | Blue
Pin and Sleeve Devices 20-30A IP67 Watertight | http://www.altechcorp.com/GoogleAssets/PS/K32S55A.jpg | No | IP67 Wateright Connector | /Electronics & Electrical/Electronic Components & Devices/Automation Control Components | http://www.altechcorp.com/HTML/PinSleeve-A.html | K32S55A | http://www.altechcorp.com/PDFS/Splits/pinsleeve.pdf | [8 empty] | Ground Pin | 7h | Poles | 2P/3W | Amps | 30A | Voltage | 480V AC | Color | Red
Pin and Sleeve Devices 20-30A IP67 Watertight | http://www.altechcorp.com/GoogleAssets/PS/K32S75A.jpg | No | IP67 Wateright Connector | /Electronics & Electrical/Electronic Components & Devices/Automation Control Components | http://www.altechcorp.com/HTML/PinSleeve-A.html | K32S75A | http://www.altechcorp.com/PDFS/Splits/pinsleeve.pdf | [8 empty] | Ground Pin | 5h | Poles | 2P/3W | Amps | 30A | Voltage | 277V AC | Color | Grey
Pin and Sleeve Devices 20-30A IP67 Watertight | http://www.altechcorp.com/GoogleAssets/PS/K42S05A.jpg | No | IP67 Wateright Connector | /Electronics & Electrical/Electronic Components & Devices/Automation Control Components | http://www.altechcorp.com/HTML/PinSleeve-A.html | K42S05A | http://www.altechcorp.com/PDFS/Splits/pinsleeve.pdf | [8 empty] | Ground Pin | 3h | Poles | 3P/4W | Amps | 30A | Voltage | 380/440V AC | Color | Red
Pin and Sleeve Devices 20-30A IP67 Watertight | http://www.altechcorp.com/GoogleAssets/PS/K42S25A.jpg | No | IP67 Wateright Connector | /Electronics & Electrical/Electronic Components & Devices/Automation Control Components | http://www.altechcorp.com/HTML/PinSleeve-A.html | K42S25A | http://www.altechcorp.com/PDFS/Splits/pinsleeve.pdf | [8 empty] | Ground Pin | 9h | Poles | 3P/4W | Amps | 30A | Voltage | 250V AC | Color | Blue
Pin and Sleeve Devices 20-30A IP67 Watertight | http://www.altechcorp.com/GoogleAssets/PS/K42S35A.jpg | No | IP67 Wateright Connector | /Electronics & Electrical/Electronic Components & Devices/Automation Control Components | http://www.altechcorp.com/HTML/PinSleeve-A.html | K42S35A | http://www.altechcorp.com/PDFS/Splits/pinsleeve.pdf | [8 empty] | Ground Pin | 6h | Poles | 3P/4W | Amps | 30A | Voltage | 400V AC | Color | Red
Pin and Sleeve Devices 20-30A IP67 Watertight | http://www.altechcorp.com/GoogleAssets/PS/K42S55A.jpg | No | IP67 Wateright Connector | /Electronics & Electrical/Electronic Components & Devices/Automation Control Components | http://www.altechcorp.com/HTML/PinSleeve-A.html | K42S55A | http://www.altechcorp.com/PDFS/Splits/pinsleeve.pdf | [8 empty] | Ground Pin | 7h | Poles | 3P/4W | Amps | 30A | Voltage | 480V AC | Color | Red
Pin and Sleeve Devices 20-30A IP67 Watertight | http://www.altechcorp.com/GoogleAssets/PS/K42S65A.jpg | No | IP67 Wateright Connector | /Electronics & Electrical/Electronic Components & Devices/Automation Control Components | http://www.altechcorp.com/HTML/PinSleeve-A.html | K42S65A | http://www.altechcorp.com/PDFS/Splits/pinsleeve.pdf | [8 empty] | Ground Pin | 12h | Poles | 3P/4W | Amps | 30A | Voltage | 120/250V AC | Color | Orange
Pin and Sleeve Devices 20-30A IP67 Watertight | http://www.altechcorp.com/GoogleAssets/PS/K42S75A.jpg | No | IP67 Wateright Connector | /Electronics & Electrical/Electronic Components & Devices/Automation Control Components | http://www.altechcorp.com/HTML/PinSleeve-A.html | K42S75A | http://www.altechcorp.com/PDFS/Splits/pinsleeve.pdf | [8 empty] | Ground Pin | 5h | Poles | 3P/4W | Amps | 30A | Voltage | 600V AC | Color | Black
Pin and Sleeve Devices 20-30A IP67 Watertight | http://www.altechcorp.com/GoogleAssets/PS/K52S25A.jpg | No | IP67 Wateright Connector | /Electronics & Electrical/Electronic Components & Devices/Automation Control Components | http://www.altechcorp.com/HTML/PinSleeve-A.html | K52S25A | http://www.altechcorp.com/PDFS/Splits/pinsleeve.pdf | [8 empty] | Ground Pin | 9h | Poles | 4P/5W | Amps | 30A | Voltage | 120/208V AC | Color | Blue
Pin and Sleeve Devices 20-30A IP67 Watertight | http://www.altechcorp.com/GoogleAssets/PS/K52S35A.jpg | No | IP67 Wateright Connector | /Electronics & Electrical/Electronic Components & Devices/Automation Control Components | http://www.altechcorp.com/HTML/PinSleeve-A.html | K52S35A | http://www.altechcorp.com/PDFS/Splits/pinsleeve.pdf | [8 empty] | Ground Pin | 6h | Poles | 4P/5W | Amps | 30A | Voltage | 400V AC | Color | Red
Pin and Sleeve Devices 20-30A IP67 Watertight | http://www.altechcorp.com/GoogleAssets/PS/K52S55A.jpg | No | IP67 Wateright Connector | /Electronics & Electrical/Electronic Components & Devices/Automation Control Components | http://www.altechcorp.com/HTML/PinSleeve-A.html | K52S55A | http://www.altechcorp.com/PDFS/Splits/pinsleeve.pdf | [8 empty] | Ground Pin | 7h | Poles | 4P/5W | Amps | 30A | Voltage | 277/480V AC | Color | Red
Pin and Sleeve Devices 20-30A IP67 Watertight | http://www.altechcorp.com/GoogleAssets/PS/K52S75A.jpg | No | IP67 Wateright Connector | /Electronics & Electrical/Electronic Components & Devices/Automation Control Components | http://www.altechcorp.com/HTML/PinSleeve-A.html | K52S75A | http://www.altechcorp.com/PDFS/Splits/pinsleeve.pdf | [8 empty] | Ground Pin | 5h | Poles | 4P/5W | Amps | 30A | Voltage | 347/600V AC | Color | Black
Pin and Sleeve Devices 20-30A IP67 Watertight | http://www.altechcorp.com/GoogleAssets/PS/F31S15A.jpg | No | IP67 Wateright Straight Receptacle | /Electronics & Electrical/Electronic Components & Devices/Automation Control Components | http://www.altechcorp.com/HTML/PinSleeve-A.html | F31S15A | http://www.altechcorp.com/PDFS/Splits/pinsleeve.pdf | [8 empty] | Ground Pin | 4h | Poles | 2P/3W | Amps | 20A | Voltage | 120V AC | Color | Yellow
Pin and Sleeve Devices 20-30A IP67 Watertight | http://www.altechcorp.com/GoogleAssets/PS/F31S25A.jpg | No | IP67 Wateright Straight Receptacle | /Electronics & Electrical/Electronic Components & Devices/Automation Control Components | http://www.altechcorp.com/HTML/PinSleeve-A.html | F31S25A | http://www.altechcorp.com/PDFS/Splits/pinsleeve.pdf | [8 empty] | Ground Pin | 6h | Poles | 2P/3W | Amps | 20A | Voltage | 250V AC | Color | Blue
Pin and Sleeve Devices 20-30A IP67 Watertight | http://www.altechcorp.com/GoogleAssets/PS/F31S55A.jpg | No | IP67 Wateright Straight Receptacle | /Electronics & Electrical/Electronic Components & Devices/Automation Control Components | http://www.altechcorp.com/HTML/PinSleeve-A.html | F31S55A | http://www.altechcorp.com/PDFS/Splits/pinsleeve.pdf | [8 empty] | Ground Pin | 7h | Poles | 2P/3W | Amps | 20A | Voltage | 480V AC | Color | Red
Pin and Sleeve Devices 20-30A IP67 Watertight | http://www.altechcorp.com/GoogleAssets/PS/F31S75A.jpg | No | IP67 Wateright Straight Receptacle | /Electronics & Electrical/Electronic Components & Devices/Automation Control Components | http://www.altechcorp.com/HTML/PinSleeve-A.html | F31S75A | http://www.altechcorp.com/PDFS/Splits/pinsleeve.pdf | [8 empty] | Ground Pin | 5h | Poles | 2P/3W | Amps | 20A | Voltage | 277V AC | Color | Grey
Pin and Sleeve Devices 20-30A IP67 Watertight | http://www.altechcorp.com/GoogleAssets/PS/F41S05A.jpg | No | IP67 Wateright Straight Receptacle | /Electronics & Electrical/Electronic Components & Devices/Automation Control Components | http://www.altechcorp.com/HTML/PinSleeve-A.html | F41S05A | http://www.altechcorp.com/PDFS/Splits/pinsleeve.pdf | [8 empty] | Ground Pin | 3h | Poles | 3P/4W | Amps | 20A | Voltage | 380/440V AC | Color | Red
Pin and Sleeve Devices 20-30A IP67 Watertight | http://www.altechcorp.com/GoogleAssets/PS/F41S25A.jpg | No | IP67 Wateright Straight Receptacle | /Electronics & Electrical/Electronic Components & Devices/Automation Control Components | http://www.altechcorp.com/HTML/PinSleeve-A.html | F41S25A | http://www.altechcorp.com/PDFS/Splits/pinsleeve.pdf | [8 empty] | Ground Pin | 9h | Poles | 3P/4W | Amps | 20A | Voltage | 250V AC | Color | Blue
Pin and Sleeve Devices 20-30A IP67 Watertight | http://www.altechcorp.com/GoogleAssets/PS/F41S35A.jpg | No | IP67 Wateright Straight Receptacle | /Electronics & Electrical/Electronic Components & Devices/Automation Control Components | http://www.altechcorp.com/HTML/PinSleeve-A.html | F41S35A | http://www.altechcorp.com/PDFS/Splits/pinsleeve.pdf | [8 empty] | Ground Pin | 6h | Poles | 3P/4W | Amps | 20A | Voltage | 400V AC | Color | Red
Pin and Sleeve Devices 20-30A IP67 Watertight | http://www.altechcorp.com/GoogleAssets/PS/F41S55A.jpg | No | IP67 Wateright Straight Receptacle | /Electronics & Electrical/Electronic Components & Devices/Automation Control Components | http://www.altechcorp.com/HTML/PinSleeve-A.html | F41S55A | http://www.altechcorp.com/PDFS/Splits/pinsleeve.pdf | [8 empty] | Ground Pin | 7h | Poles | 3P/4W | Amps | 20A | Voltage | 480V AC | Color | Red
Pin and Sleeve Devices 20-30A IP67 Watertight | http://www.altechcorp.com/GoogleAssets/PS/F41S65A.jpg | No | IP67 Wateright Straight Receptacle | /Electronics & Electrical/Electronic Components & Devices/Automation Control Components | http://www.altechcorp.com/HTML/PinSleeve-A.html | F41S65A | http://www.altechcorp.com/PDFS/Splits/pinsleeve.pdf | [8 empty] | Ground Pin | 12h | Poles | 3P/4W | Amps | 20A | Voltage | 120/250V AC | Color | Orange
Pin and Sleeve Devices 20-30A IP67 Watertight | http://www.altechcorp.com/GoogleAssets/PS/F41S75A.jpg | No | IP67 Wateright Straight Receptacle | /Electronics & Electrical/Electronic Components & Devices/Automation Control Components | http://www.altechcorp.com/HTML/PinSleeve-A.html | F41S75A | http://www.altechcorp.com/PDFS/Splits/pinsleeve.pdf | [8 empty] | Ground Pin | 5h | Poles | 3P/4W | Amps | 20A | Voltage | 600V AC | Color | Black
Pin and Sleeve Devices 20-30A IP67 Watertight | http://www.altechcorp.com/GoogleAssets/PS/F51S25A.jpg | No | IP67 Wateright Straight Receptacle | /Electronics & Electrical/Electronic Components & Devices/Automation Control Components | http://www.altechcorp.com/HTML/PinSleeve-A.html | F51S25A | http://www.altechcorp.com/PDFS/Splits/pinsleeve.pdf | [8 empty] | Ground Pin | 9h | Poles | 4P/5W | Amps | 20A | Voltage | 120/208V AC | Color | Blue
Pin and Sleeve Devices 20-30A IP67 Watertight | http://www.altechcorp.com/GoogleAssets/PS/F51S35A.jpg | No | IP67 Wateright Straight Receptacle | /Electronics & Electrical/Electronic Components & Devices/Automation Control Components | http://www.altechcorp.com/HTML/PinSleeve-A.html | F51S35A | http://www.altechcorp.com/PDFS/Splits/pinsleeve.pdf | [8 empty] | Ground Pin | 6h | Poles | 4P/5W | Amps | 20A | Voltage | 400V AC | Color | Red
Pin and Sleeve Devices 20-30A IP67 Watertight | http://www.altechcorp.com/GoogleAssets/PS/F51S55A.jpg | No | IP67 Wateright Straight Receptacle | /Electronics & Electrical/Electronic Components & Devices/Automation Control Components | http://www.altechcorp.com/HTML/PinSleeve-A.html | F51S55A | http://www.altechcorp.com/PDFS/Splits/pinsleeve.pdf | [8 empty] | Ground Pin | 7h | Poles | 4P/5W | Amps | 20A | Voltage | 277/480V AC | Color | Red
Pin and Sleeve Devices 20-30A IP67 Watertight | http://www.altechcorp.com/GoogleAssets/PS/F51S75A.jpg | No | IP67 Wateright Straight Receptacle | /Electronics & Electrical/Electronic Components & Devices/Automation Control Components | http://www.altechcorp.com/HTML/PinSleeve-A.html | F51S75A | http://www.altechcorp.com/PDFS/Splits/pinsleeve.pdf | [8 empty] | Ground Pin | 5h | Poles | 4P/5W | Amps | 20A | Voltage | 347/600V AC | Color | Black
Pin and Sleeve Devices 20-30A IP67 Watertight | http://www.altechcorp.com/GoogleAssets/PS/F32S15A.jpg | No | IP67 Wateright Straight Receptacle | /Electronics & Electrical/Electronic Components & Devices/Automation Control Components | http://www.altechcorp.com/HTML/PinSleeve-A.html | F32S15A | http://www.altechcorp.com/PDFS/Splits/pinsleeve.pdf | [8 empty] | Ground Pin | 4h | Poles | 2P/3W | Amps | 30A | Voltage | 120V AC | Color | Yellow
Pin and Sleeve Devices 20-30A IP67 Watertight | http://www.altechcorp.com/GoogleAssets/PS/F32S25A.jpg | No | IP67 Wateright Straight Receptacle | /Electronics & Electrical/Electronic Components & Devices/Automation Control Components | http://www.altechcorp.com/HTML/PinSleeve-A.html | F32S25A | http://www.altechcorp.com/PDFS/Splits/pinsleeve.pdf | [8 empty] | Ground Pin | 6h | Poles | 2P/3W | Amps | 30A | Voltage | 250V AC | Color | Blue
Pin and Sleeve Devices 20-30A IP67 Watertight | http://www.altechcorp.com/GoogleAssets/PS/F32S55A.jpg | No | IP67 Wateright Straight Receptacle | /Electronics & Electrical/Electronic Components & Devices/Automation Control Components | http://www.altechcorp.com/HTML/PinSleeve-A.html | F32S55A | http://www.altechcorp.com/PDFS/Splits/pinsleeve.pdf | [8 empty] | Ground Pin | 7h | Poles | 2P/3W | Amps | 30A | Voltage | 480V AC | Color | Red
Pin and Sleeve Devices 20-30A IP67 Watertight | http://www.altechcorp.com/GoogleAssets/PS/F32S75A.jpg | No | IP67 Wateright Straight Receptacle | /Electronics & Electrical/Electronic Components & Devices/Automation Control Components | http://www.altechcorp.com/HTML/PinSleeve-A.html | F32S75A | http://www.altechcorp.com/PDFS/Splits/pinsleeve.pdf | [8 empty] | Ground Pin | 5h | Poles | 2P/3W | Amps | 30A | Voltage | 277V AC | Color | Grey
Pin and Sleeve Devices 20-30A IP67 Watertight | http://www.altechcorp.com/GoogleAssets/PS/F42S05A.jpg | No | IP67 Wateright Straight Receptacle | /Electronics & Electrical/Electronic Components & Devices/Automation Control Components | http://www.altechcorp.com/HTML/PinSleeve-A.html | F42S05A | http://www.altechcorp.com/PDFS/Splits/pinsleeve.pdf | [8 empty] | Ground Pin | 3h | Poles | 3P/4W | Amps | 30A | Voltage | 380/440V AC | Color | Red
Pin and Sleeve Devices 20-30A IP67 Watertight | http://www.altechcorp.com/GoogleAssets/PS/F42S25A.jpg | No | IP67 Wateright Straight Receptacle | /Electronics & Electrical/Electronic Components & Devices/Automation Control Components | http://www.altechcorp.com/HTML/PinSleeve-A.html | F42S25A | http://www.altechcorp.com/PDFS/Splits/pinsleeve.pdf | [8 empty] | Ground Pin | 9h | Poles | 3P/4W | Amps | 30A | Voltage | 250V AC | Color | Blue
Pin and Sleeve Devices 20-30A IP67 Watertight | http://www.altechcorp.com/GoogleAssets/PS/F42S35A.jpg | No | IP67 Wateright Straight Receptacle | /Electronics & Electrical/Electronic Components & Devices/Automation Control Components | http://www.altechcorp.com/HTML/PinSleeve-A.html | F42S35A | http://www.altechcorp.com/PDFS/Splits/pinsleeve.pdf | [8 empty] | Ground Pin | 6h | Poles | 3P/4W | Amps | 30A | Voltage | 400V AC | Color | Red
Pin and Sleeve Devices 20-30A IP67 Watertight | http://www.altechcorp.com/GoogleAssets/PS/F42S55A.jpg | No | IP67 Wateright Straight Receptacle | /Electronics & Electrical/Electronic Components & Devices/Automation Control Components | http://www.altechcorp.com/HTML/PinSleeve-A.html | F42S55A | http://www.altechcorp.com/PDFS/Splits/pinsleeve.pdf | [8 empty] | Ground Pin | 7h | Poles | 3P/4W | Amps | 30A | Voltage | 480V AC | Color | Red
Pin and Sleeve Devices 20-30A IP67 Watertight | http://www.altechcorp.com/GoogleAssets/PS/F42S65A.jpg | No | IP67 Wateright Straight Receptacle | /Electronics & Electrical/Electronic Components & Devices/Automation Control Components | http://www.altechcorp.com/HTML/PinSleeve-A.html | F42S65A | http://www.altechcorp.com/PDFS/Splits/pinsleeve.pdf | [8 empty] | Ground Pin | 12h | Poles | 3P/4W | Amps | 30A | Voltage | 120/250V AC | Color | Orange
Pin and Sleeve Devices 20-30A IP67 Watertight | http://www.altechcorp.com/GoogleAssets/PS/F42S75A.jpg | No | IP67 Wateright Straight Receptacle | /Electronics & Electrical/Electronic Components & Devices/Automation Control Components | http://www.altechcorp.com/HTML/PinSleeve-A.html | F42S75A | http://www.altechcorp.com/PDFS/Splits/pinsleeve.pdf | [8 empty] | Ground Pin | 5h | Poles | 3P/4W | Amps | 30A | Voltage | 600V AC | Color | Black
Pin and Sleeve Devices 20-30A IP67 Watertight | http://www.altechcorp.com/GoogleAssets/PS/F52S25A.jpg | No | IP67 Wateright Straight Receptacle | /Electronics & Electrical/Electronic Components & Devices/Automation Control Components | http://www.altechcorp.com/HTML/PinSleeve-A.html | F52S25A | http://www.altechcorp.com/PDFS/Splits/pinsleeve.pdf | [8 empty] | Ground Pin | 9h | Poles | 4P/5W | Amps | 30A | Voltage | 120/208V AC | Color | Blue
Pin and Sleeve Devices 20-30A IP67 Watertight | http://www.altechcorp.com/GoogleAssets/PS/F52S35A.jpg | No | IP67 Wateright Straight Receptacle | /Electronics & Electrical/Electronic Components & Devices/Automation Control Components | http://www.altechcorp.com/HTML/PinSleeve-A.html | F52S35A | http://www.altechcorp.com/PDFS/Splits/pinsleeve.pdf | [8 empty] | Ground Pin | 6h | Poles | 4P/5W | Amps | 30A | Voltage | 400V AC | Color | Red
Pin and Sleeve Devices 20-30A IP67 Watertight | http://www.altechcorp.com/GoogleAssets/PS/F52S55A.jpg | No | IP67 Wateright Straight Receptacle | /Electronics & Electrical/Electronic Components & Devices/Automation Control Components | http://www.altechcorp.com/HTML/PinSleeve-A.html | F52S55A | http://www.altechcorp.com/PDFS/Splits/pinsleeve.pdf | [8 empty] | Ground Pin | 7h | Poles | 4P/5W | Amps | 30A | Voltage | 277/480V AC | Color | Red
Pin and Sleeve Devices 20-30A IP67 Watertight | http://www.altechcorp.com/GoogleAssets/PS/F52S75A.jpg | No | IP67 Wateright Straight Receptacle | /Electronics & Electrical/Electronic Components & Devices/Automation Control Components | http://www.altechcorp.com/HTML/PinSleeve-A.html | F52S75A | http://www.altechcorp.com/PDFS/Splits/pinsleeve.pdf | [8 empty] | Ground Pin | 5h | Poles | 4P/5W | Amps | 30A | Voltage | 347/600V AC | Color | Black
Pin and Sleeve Devices 20-30A IP67 Watertight | http://www.altechcorp.com/GoogleAssets/PS/F31S18A.jpg | No | IP67 Watertight Angled 15° Receptacle | /Electronics & Electrical/Electronic Components & Devices/Automation Control Components | http://www.altechcorp.com/HTML/PinSleeve-A.html | F31S18A | http://www.altechcorp.com/PDFS/Splits/pinsleeve.pdf | [8 empty] | Ground Pin | 4h | Poles | 2P/3W | Amps | 20A | Voltage | 120V AC | Color | Yellow
Pin and Sleeve Devices 20-30A IP67 Watertight | http://www.altechcorp.com/GoogleAssets/PS/F31S28A.jpg | No | IP67 Watertight Angled 15° Receptacle | /Electronics & Electrical/Electronic Components & Devices/Automation Control Components | http://www.altechcorp.com/HTML/PinSleeve-A.html | F31S28A | http://www.altechcorp.com/PDFS/Splits/pinsleeve.pdf | [8 empty] | Ground Pin | 6h | Poles | 2P/3W | Amps | 20A | Voltage | 250V AC | Color | Blue
Pin and Sleeve Devices 20-30A IP67 Watertight | http://www.altechcorp.com/GoogleAssets/PS/F31S58A.jpg | No | IP67 Watertight Angled 15° Receptacle | /Electronics & Electrical/Electronic Components & Devices/Automation Control Components | http://www.altechcorp.com/HTML/PinSleeve-A.html | F31S58A | http://www.altechcorp.com/PDFS/Splits/pinsleeve.pdf | [8 empty] | Ground Pin | 7h | Poles | 2P/3W | Amps | 20A | Voltage | 480V AC | Color | Red
Pin and Sleeve Devices 20-30A IP67 Watertight | http://www.altechcorp.com/GoogleAssets/PS/F31S78A.jpg | No | IP67 Watertight Angled 15° Receptacle | /Electronics & Electrical/Electronic Components & Devices/Automation Control Components | http://www.altechcorp.com/HTML/PinSleeve-A.html | F31S78A | http://www.altechcorp.com/PDFS/Splits/pinsleeve.pdf | [8 empty] | Ground Pin | 5h | Poles | 2P/3W | Amps | 20A | Voltage | 277V AC | Color | Grey
Pin and Sleeve Devices 20-30A IP67 Watertight | http://www.altechcorp.com/GoogleAssets/PS/F41S08A.jpg | No | IP67 Watertight Angled 15° Receptacle | /Electronics & Electrical/Electronic Components & Devices/Automation Control Components | http://www.altechcorp.com/HTML/PinSleeve-A.html | F41S08A | http://www.altechcorp.com/PDFS/Splits/pinsleeve.pdf | [8 empty] | Ground Pin | 3h | Poles | 3P/4W | Amps | 20A | Voltage | 380/440V AC | Color | Red
Pin and Sleeve Devices 20-30A IP67 Watertight | http://www.altechcorp.com/GoogleAssets/PS/F41S28A.jpg | No | IP67 Watertight Angled 15° Receptacle | /Electronics & Electrical/Electronic Components & Devices/Automation Control Components | http://www.altechcorp.com/HTML/PinSleeve-A.html | F41S28A | http://www.altechcorp.com/PDFS/Splits/pinsleeve.pdf | [8 empty] | Ground Pin | 9h | Poles | 3P/4W | Amps | 20A | Voltage | 250V AC | Color | Blue
Pin and Sleeve Devices 20-30A IP67 Watertight | http://www.altechcorp.com/GoogleAssets/PS/F41S38A.jpg | No | IP67 Watertight Angled 15° Receptacle | /Electronics & Electrical/Electronic Components & Devices/Automation Control Components | http://www.altechcorp.com/HTML/PinSleeve-A.html | F41S38A | http://www.altechcorp.com/PDFS/Splits/pinsleeve.pdf | [8 empty] | Ground Pin | 6h | Poles | 3P/4W | Amps | 20A | Voltage | 400V AC | Color | Red
Pin and Sleeve Devices 20-30A IP67 Watertight | http://www.altechcorp.com/GoogleAssets/PS/F41S58A.jpg | No | IP67 Watertight Angled 15° Receptacle | /Electronics & Electrical/Electronic Components & Devices/Automation Control Components | http://www.altechcorp.com/HTML/PinSleeve-A.html | F41S58A | http://www.altechcorp.com/PDFS/Splits/pinsleeve.pdf | [8 empty] | Ground Pin | 7h | Poles | 3P/4W | Amps | 20A | Voltage | 480V AC | Color | Red
Pin and Sleeve Devices 20-30A IP67 Watertight | http://www.altechcorp.com/GoogleAssets/PS/F41S68A.jpg | No | IP67 Watertight Angled 15° Receptacle | /Electronics & Electrical/Electronic Components & Devices/Automation Control Components | http://www.altechcorp.com/HTML/PinSleeve-A.html | F41S68A | http://www.altechcorp.com/PDFS/Splits/pinsleeve.pdf | [8 empty] | Ground Pin | 12h | Poles | 3P/4W | Amps | 20A | Voltage | 120/250V AC | Color | Orange
Pin and Sleeve Devices 20-30A IP67 Watertight | http://www.altechcorp.com/GoogleAssets/PS/F41S78A.jpg | No | IP67 Watertight Angled 15° Receptacle | /Electronics & Electrical/Electronic Components & Devices/Automation Control Components | http://www.altechcorp.com/HTML/PinSleeve-A.html | F41S78A | http://www.altechcorp.com/PDFS/Splits/pinsleeve.pdf | [8 empty] | Ground Pin | 5h | Poles | 3P/4W | Amps | 20A | Voltage | 600V AC | Color | Black
Pin and Sleeve Devices 20-30A IP67 Watertight | http://www.altechcorp.com/GoogleAssets/PS/F51S28A.jpg | No | IP67 Watertight Angled 15° Receptacle | /Electronics & Electrical/Electronic Components & Devices/Automation Control Components | http://www.altechcorp.com/HTML/PinSleeve-A.html | F51S28A | http://www.altechcorp.com/PDFS/Splits/pinsleeve.pdf | [8 empty] | Ground Pin | 9h | Poles | 4P/5W | Amps | 20A | Voltage | 120/208V AC | Color | Blue
Pin and Sleeve Devices 20-30A IP67 Watertight | http://www.altechcorp.com/GoogleAssets/PS/F51S38A.jpg | No | IP67 Watertight Angled 15° Receptacle | /Electronics & Electrical/Electronic Components & Devices/Automation Control Components | http://www.altechcorp.com/HTML/PinSleeve-A.html | F51S38A | http://www.altechcorp.com/PDFS/Splits/pinsleeve.pdf | [8 empty] | Ground Pin | 6h | Poles | 4P/5W | Amps | 20A | Voltage | 400V AC | Color | Red
Pin and Sleeve Devices 20-30A IP67 Watertight | http://www.altechcorp.com/GoogleAssets/PS/F51S58A.jpg | No | IP67 Watertight Angled 15° Receptacle | /Electronics & Electrical/Electronic Components & Devices/Automation Control Components | http://www.altechcorp.com/HTML/PinSleeve-A.html | F51S58A | http://www.altechcorp.com/PDFS/Splits/pinsleeve.pdf | [8 empty] | Ground Pin | 7h | Poles | 4P/5W | Amps | 20A | Voltage | 277/480V AC | Color | Red
Pin and Sleeve Devices 20-30A IP67 Watertight | http://www.altechcorp.com/GoogleAssets/PS/F51S78A.jpg | No | IP67 Watertight Angled 15° Receptacle | /Electronics & Electrical/Electronic Components & Devices/Automation Control Components | http://www.altechcorp.com/HTML/PinSleeve-A.html | F51S78A | http://www.altechcorp.com/PDFS/Splits/pinsleeve.pdf | [8 empty] | Ground Pin | 5h | Poles | 4P/5W | Amps | 20A | Voltage | 347/600V AC | Color | Black
Pin and Sleeve Devices 20-30A IP67 Watertight | http://www.altechcorp.com/GoogleAssets/PS/F32S18A.jpg | No | IP67 Watertight Angled 15° Receptacle | /Electronics & Electrical/Electronic Components & Devices/Automation Control Components | http://www.altechcorp.com/HTML/PinSleeve-A.html | F32S18A | http://www.altechcorp.com/PDFS/Splits/pinsleeve.pdf | [8 empty] | Ground Pin | 4h | Poles | 2P/3W | Amps | 30A | Voltage | 120V AC | Color | Yellow
Pin and Sleeve Devices 20-30A IP67 Watertight | http://www.altechcorp.com/GoogleAssets/PS/F32S28A.jpg | No | IP67 Watertight Angled 15° Receptacle | /Electronics & Electrical/Electronic Components & Devices/Automation Control Components | http://www.altechcorp.com/HTML/PinSleeve-A.html | F32S28A | http://www.altechcorp.com/PDFS/Splits/pinsleeve.pdf | [8 empty] | Ground Pin | 6h | Poles | 2P/3W | Amps | 30A | Voltage | 250V AC | Color | Blue
Pin and Sleeve Devices 20-30A IP67 Watertight | http://www.altechcorp.com/GoogleAssets/PS/F32S58A.jpg | No | IP67 Watertight Angled 15° Receptacle | /Electronics & Electrical/Electronic Components & Devices/Automation Control Components | http://www.altechcorp.com/HTML/PinSleeve-A.html | F32S58A | http://www.altechcorp.com/PDFS/Splits/pinsleeve.pdf | [8 empty] | Ground Pin | 7h | Poles | 2P/3W | Amps | 30A | Voltage | 480V AC | Color | Red
Pin and Sleeve Devices 20-30A IP67 Watertight | http://www.altechcorp.com/GoogleAssets/PS/F32S78A.jpg | No | IP67 Watertight Angled 15° Receptacle | /Electronics & Electrical/Electronic Components & Devices/Automation Control Components | http://www.altechcorp.com/HTML/PinSleeve-A.html | F32S78A | http://www.altechcorp.com/PDFS/Splits/pinsleeve.pdf | [8 empty] | Ground Pin | 5h | Poles | 2P/3W | Amps | 30A | Voltage | 277V AC | Color | Grey
Pin and Sleeve Devices 20-30A IP67 Watertight | http://www.altechcorp.com/GoogleAssets/PS/F42S08A.jpg | No | IP67 Watertight Angled 15° Receptacle | /Electronics & Electrical/Electronic Components & Devices/Automation Control Components | http://www.altechcorp.com/HTML/PinSleeve-A.html | F42S08A | http://www.altechcorp.com/PDFS/Splits/pinsleeve.pdf | [8 empty] | Ground Pin | 3h | Poles | 3P/4W | Amps | 30A | Voltage | 380/440V AC | Color | Red
Pin and Sleeve Devices 20-30A IP67 Watertight | http://www.altechcorp.com/GoogleAssets/PS/F42S28A.jpg | No | IP67 Watertight Angled 15° Receptacle | /Electronics & Electrical/Electronic Components & Devices/Automation Control Components | http://www.altechcorp.com/HTML/PinSleeve-A.html | F42S28A | http://www.altechcorp.com/PDFS/Splits/pinsleeve.pdf | [8 empty] | Ground Pin | 9h | Poles | 3P/4W | Amps | 30A | Voltage | 250V AC | Color | Blue
Pin and Sleeve Devices 20-30A IP67 Watertight | http://www.altechcorp.com/GoogleAssets/PS/F42S38A.jpg | No | IP67 Watertight Angled 15° Receptacle | /Electronics & Electrical/Electronic Components & Devices/Automation Control Components | http://www.altechcorp.com/HTML/PinSleeve-A.html | F42S38A | http://www.altechcorp.com/PDFS/Splits/pinsleeve.pdf | [8 empty] | Ground Pin | 6h | Poles | 3P/4W | Amps | 30A | Voltage | 400V AC | Color | Red
Pin and Sleeve Devices 20-30A IP67 Watertight | http://www.altechcorp.com/GoogleAssets/PS/F42S58A.jpg | No | IP67 Watertight Angled 15° Receptacle | /Electronics & Electrical/Electronic Components & Devices/Automation Control Components | http://www.altechcorp.com/HTML/PinSleeve-A.html | F42S58A | http://www.altechcorp.com/PDFS/Splits/pinsleeve.pdf | [8 empty] | Ground Pin | 7h | Poles | 3P/4W | Amps | 30A | Voltage | 480V AC | Color | Red
Pin and Sleeve Devices 20-30A IP67 Watertight | http://www.altechcorp.com/GoogleAssets/PS/F42S68A.jpg | No | IP67 Watertight Angled 15° Receptacle | /Electronics & Electrical/Electronic Components & Devices/Automation Control Components | http://www.altechcorp.com/HTML/PinSleeve-A.html | F42S68A | http://www.altechcorp.com/PDFS/Splits/pinsleeve.pdf | [8 empty] | Ground Pin | 12h | Poles | 3P/4W | Amps | 30A | Voltage | 120/250V AC | Color | Orange
Pin and Sleeve Devices 20-30A IP67 Watertight | http://www.altechcorp.com/GoogleAssets/PS/F42S78A.jpg | No | IP67 Watertight Angled 15° Receptacle | /Electronics & Electrical/Electronic Components & Devices/Automation Control Components | http://www.altechcorp.com/HTML/PinSleeve-A.html | F42S78A | http://www.altechcorp.com/PDFS/Splits/pinsleeve.pdf | [8 empty] | Ground Pin | 5h | Poles | 3P/4W | Amps | 30A | Voltage | 600V AC | Color | Black
Pin and Sleeve Devices 20-30A IP67 Watertight | http://www.altechcorp.com/GoogleAssets/PS/F52S28A.jpg | No | IP67 Watertight Angled 15° Receptacle | /Electronics & Electrical/Electronic Components & Devices/Automation Control Components | http://www.altechcorp.com/HTML/PinSleeve-A.html | F52S28A | http://www.altechcorp.com/PDFS/Splits/pinsleeve.pdf | [8 empty] | Ground Pin | 9h | Poles | 4P/5W | Amps | 30A | Voltage | 120/208V AC | Color | Blue
Pin and Sleeve Devices 20-30A IP67 Watertight | http://www.altechcorp.com/GoogleAssets/PS/F52S38A.jpg | No | IP67 Watertight Angled 15° Receptacle | /Electronics & Electrical/Electronic Components & Devices/Automation Control Components | http://www.altechcorp.com/HTML/PinSleeve-A.html | F52S38A | http://www.altechcorp.com/PDFS/Splits/pinsleeve.pdf | [8 empty] | Ground Pin | 6h | Poles | 4P/5W | Amps | 30A | Voltage | 400V AC | Color | Red
Pin and Sleeve Devices 20-30A IP67 Watertight | http://www.altechcorp.com/GoogleAssets/PS/F52S58A | No | IP67 Watertight Angled 15° Receptacle | /Electronics & Electrical/Electronic Components & Devices/Automation Control Components | http://www.altechcorp.com/HTML/PinSleeve-A.html | F52S58A | http://www.altechcorp.com/PDFS/Splits/pinsleeve.pdf | [8 empty] | Ground Pin | 7h | Poles | 4P/5W | Amps | 30A | Voltage | 277/480V AC | Color | Red
Pin and Sleeve Devices 20-30A IP67 Watertight | http://www.altechcorp.com/GoogleAssets/PS/F52S78A.jpg | No | IP67 Watertight Angled 15° Receptacle | /Electronics & Electrical/Electronic Components & Devices/Automation Control Components | http://www.altechcorp.com/HTML/PinSleeve-A.html | F52S78A | http://www.altechcorp.com/PDFS/Splits/pinsleeve.pdf | [8 empty] | Ground Pin | 5h | Poles | 4P/5W | Amps | 30A | Voltage | 347/600V AC | Color | Black
Pin and Sleeve Devices 20-30A IP67 Watertight | http://www.altechcorp.com/GoogleAssets/PS/D31S15A.jpg | No | IP67 Watertight Box Receptacle | /Electronics & Electrical/Electronic Components & Devices/Automation Control Components | http://www.altechcorp.com/HTML/PinSleeve-A.html | D31S15A | http://www.altechcorp.com/PDFS/Splits/pinsleeve.pdf | [8 empty] | Ground Pin | 4h | Poles | 2P/3W | Amps | 20A | Voltage | 120V AC | Color | Yellow
Pin and Sleeve Devices 20-30A IP67 Watertight | http://www.altechcorp.com/GoogleAssets/PS/D31S25A.jpg | No | IP67 Watertight Box Receptacle | /Electronics & Electrical/Electronic Components & Devices/Automation Control Components | http://www.altechcorp.com/HTML/PinSleeve-A.html | D31S25A | http://www.altechcorp.com/PDFS/Splits/pinsleeve.pdf | [8 empty] | Ground Pin | 6h | Poles | 2P/3W | Amps | 20A | Voltage | 250V AC | Color | Blue
Pin and Sleeve Devices 20-30A IP67 Watertight | http://www.altechcorp.com/GoogleAssets/PS/D31S55A.jpg | No | IP67 Watertight Box Receptacle | /Electronics & Electrical/Electronic Components & Devices/Automation Control Components | http://www.altechcorp.com/HTML/PinSleeve-A.html | D31S55A | http://www.altechcorp.com/PDFS/Splits/pinsleeve.pdf | [8 empty] | Ground Pin | 7h | Poles | 2P/3W | Amps | 20A | Voltage | 480V AC | Color | Red
Pin and Sleeve Devices 20-30A IP67 Watertight | http://www.altechcorp.com/GoogleAssets/PS/D31S75A.jpg | No | IP67 Watertight Box Receptacle | /Electronics & Electrical/Electronic Components & Devices/Automation Control Components | http://www.altechcorp.com/HTML/PinSleeve-A.html | D31S75A | http://www.altechcorp.com/PDFS/Splits/pinsleeve.pdf | [8 empty] | Ground Pin | 5h | Poles | 2P/3W | Amps | 20A | Voltage | 277V AC | Color | Grey
Pin and Sleeve Devices 20-30A IP67 Watertight | http://www.altechcorp.com/GoogleAssets/PS/D41S05A.jpg | No | IP67 Watertight Box Receptacle | /Electronics & Electrical/Electronic Components & Devices/Automation Control Components | http://www.altechcorp.com/HTML/PinSleeve-A.html | D41S05A | http://www.altechcorp.com/PDFS/Splits/pinsleeve.pdf | [8 empty] | Ground Pin | 3h | Poles | 3P/4W | Amps | 20A | Voltage | 380/440V AC | Color | Red
Pin and Sleeve Devices 20-30A IP67 Watertight | http://www.altechcorp.com/GoogleAssets/PS/D41S25A.jpg | No | IP67 Watertight Box Receptacle | /Electronics & Electrical/Electronic Components & Devices/Automation Control Components | http://www.altechcorp.com/HTML/PinSleeve-A.html | D41S25A | http://www.altechcorp.com/PDFS/Splits/pinsleeve.pdf | [8 empty] | Ground Pin | 9h | Poles | 3P/4W | Amps | 20A | Voltage | 250V AC | Color | Blue
Pin and Sleeve Devices 20-30A IP67 Watertight | http://www.altechcorp.com/GoogleAssets/PS/D41S35A.jpg | No | IP67 Watertight Box Receptacle | /Electronics & Electrical/Electronic Components & Devices/Automation Control Components | http://www.altechcorp.com/HTML/PinSleeve-A.html | D41S35A | http://www.altechcorp.com/PDFS/Splits/pinsleeve.pdf | [8 empty] | Ground Pin | 6h | Poles | 3P/4W | Amps | 20A | Voltage | 400V AC | Color | Red
Pin and Sleeve Devices 20-30A IP67 Watertight | http://www.altechcorp.com/GoogleAssets/PS/D41S55A.jpg | No | IP67 Watertight Box Receptacle | /Electronics & Electrical/Electronic Components & Devices/Automation Control Components | http://www.altechcorp.com/HTML/PinSleeve-A.html | D41S55A | http://www.altechcorp.com/PDFS/Splits/pinsleeve.pdf | [8 empty] | Ground Pin | 7h | Poles | 3P/4W | Amps | 20A | Voltage | 480V AC | Color | Red
Pin and Sleeve Devices 20-30A IP67 Watertight | http://www.altechcorp.com/GoogleAssets/PS/D41S65A.jpg | No | IP67 Watertight Box Receptacle | /Electronics & Electrical/Electronic Components & Devices/Automation Control Components | http://www.altechcorp.com/HTML/PinSleeve-A.html | D41S65A | http://www.altechcorp.com/PDFS/Splits/pinsleeve.pdf | [8 empty] | Ground Pin | 12h | Poles | 3P/4W | Amps | 20A | Voltage | 120/250V AC | Color | Orange
Pin and Sleeve Devices 20-30A IP67 Watertight | http://www.altechcorp.com/GoogleAssets/PS/D41S75A.jpg | No | IP67 Watertight Box Receptacle | /Electronics & Electrical/Electronic Components & Devices/Automation Control Components | http://www.altechcorp.com/HTML/PinSleeve-A.html | D41S75A | http://www.altechcorp.com/PDFS/Splits/pinsleeve.pdf | [8 empty] | Ground Pin | 5h | Poles | 3P/4W | Amps | 20A | Voltage | 600V AC | Color | Black
Pin and Sleeve Devices 20-30A IP67 Watertight | http://www.altechcorp.com/GoogleAssets/PS/D51S25A.jpg | No | IP67 Watertight Box Receptacle | /Electronics & Electrical/Electronic Components & Devices/Automation Control Components | http://www.altechcorp.com/HTML/PinSleeve-A.html | D51S25A | http://www.altechcorp.com/PDFS/Splits/pinsleeve.pdf | [8 empty] | Ground Pin | 9h | Poles | 4P/5W | Amps | 20A | Voltage | 120/208V AC | Color | Blue
Pin and Sleeve Devices 20-30A IP67 Watertight | http://www.altechcorp.com/GoogleAssets/PS/D51S35A.jpg | No | IP67 Watertight Box Receptacle | /Electronics & Electrical/Electronic Components & Devices/Automation Control Components | http://www.altechcorp.com/HTML/PinSleeve-A.html | D51S35A | http://www.altechcorp.com/PDFS/Splits/pinsleeve.pdf | [8 empty] | Ground Pin | 6h | Poles | 4P/5W | Amps | 20A | Voltage | 400V AC | Color | Red
Pin and Sleeve Devices 20-30A IP67 Watertight | http://www.altechcorp.com/GoogleAssets/PS/D51S55A.jpg | No | IP67 Watertight Box Receptacle | /Electronics & Electrical/Electronic Components & Devices/Automation Control Components | http://www.altechcorp.com/HTML/PinSleeve-A.html | D51S55A | http://www.altechcorp.com/PDFS/Splits/pinsleeve.pdf | [8 empty] | Ground Pin | 7h | Poles | 4P/5W | Amps | 20A | Voltage | 277/480V AC | Color | Red
Pin and Sleeve Devices 20-30A IP67 Watertight | http://www.altechcorp.com/GoogleAssets/PS/D51S75A.jpg | No | IP67 Watertight Box Receptacle | /Electronics & Electrical/Electronic Components & Devices/Automation Control Components | http://www.altechcorp.com/HTML/PinSleeve-A.html | D51S75A | http://www.altechcorp.com/PDFS/Splits/pinsleeve.pdf | [8 empty] | Ground Pin | 5h | Poles | 4P/5W | Amps | 20A | Voltage | 347/600V AC | Color | Black
Pin and Sleeve Devices 20-30A IP67 Watertight | http://www.altechcorp.com/GoogleAssets/PS/D32S15A.jpg | No | IP67 Watertight Box Receptacle | /Electronics & Electrical/Electronic Components & Devices/Automation Control Components | http://www.altechcorp.com/HTML/PinSleeve-A.html | D32S15A | http://www.altechcorp.com/PDFS/Splits/pinsleeve.pdf | [8 empty] | Ground Pin | 4h | Poles | 2P/3W | Amps | 30A | Voltage | 120V AC | Color | Yellow
Pin and Sleeve Devices 20-30A IP67 Watertight | http://www.altechcorp.com/GoogleAssets/PS/D32S25A.jpg | No | IP67 Watertight Box Receptacle | /Electronics & Electrical/Electronic Components & Devices/Automation Control Components | http://www.altechcorp.com/HTML/PinSleeve-A.html | D32S25A | http://www.altechcorp.com/PDFS/Splits/pinsleeve.pdf | [8 empty] | Ground Pin | 6h | Poles | 2P/3W | Amps | 30A | Voltage | 250V AC | Color | Blue
Pin and Sleeve Devices 20-30A IP67 Watertight | http://www.altechcorp.com/GoogleAssets/PS/D32S55A.jpg | No | IP67 Watertight Box Receptacle | /Electronics & Electrical/Electronic Components & Devices/Automation Control Components | http://www.altechcorp.com/HTML/PinSleeve-A.html | D32S55A | http://www.altechcorp.com/PDFS/Splits/pinsleeve.pdf | [8 empty] | Ground Pin | 7h | Poles | 2P/3W | Amps | 30A | Voltage | 480V AC | Color | Red
Pin and Sleeve Devices 20-30A IP67 Watertight | http://www.altechcorp.com/GoogleAssets/PS/D32S75A.jpg | No | IP67 Watertight Box Receptacle | /Electronics & Electrical/Electronic Components & Devices/Automation Control Components | http://www.altechcorp.com/HTML/PinSleeve-A.html | D32S75A | http://www.altechcorp.com/PDFS/Splits/pinsleeve.pdf | [8 empty] | Ground Pin | 5h | Poles | 2P/3W | Amps | 30A | Voltage | 277V AC | Color | Grey
Pin and Sleeve Devices 20-30A IP67 Watertight | http://www.altechcorp.com/GoogleAssets/PS/D42S05A.jpg | No | IP67 Watertight Box Receptacle | /Electronics & Electrical/Electronic Components & Devices/Automation Control Components | http://www.altechcorp.com/HTML/PinSleeve-A.html | D42S05A | http://www.altechcorp.com/PDFS/Splits/pinsleeve.pdf | [8 empty] | Ground Pin | 3h | Poles | 3P/4W | Amps | 30A | Voltage | 380/440V AC | Color | Red
Pin and Sleeve Devices 20-30A IP67 Watertight | http://www.altechcorp.com/GoogleAssets/PS/D42S25A.jpg | No | IP67 Watertight Box Receptacle | /Electronics & Electrical/Electronic Components & Devices/Automation Control Components | http://www.altechcorp.com/HTML/PinSleeve-A.html | D42S25A | http://www.altechcorp.com/PDFS/Splits/pinsleeve.pdf | [8 empty] | Ground Pin | 9h | Poles | 3P/4W | Amps | 30A | Voltage | 250V AC | Color | Blue
Pin and Sleeve Devices 20-30A IP67 Watertight | http://www.altechcorp.com/GoogleAssets/PS/D42S35A.jpg | No | IP67 Watertight Box Receptacle | /Electronics & Electrical/Electronic Components & Devices/Automation Control Components | http://www.altechcorp.com/HTML/PinSleeve-A.html | D42S35A | http://www.altechcorp.com/PDFS/Splits/pinsleeve.pdf | [8 empty] | Ground Pin | 6h | Poles | 3P/4W | Amps | 30A | Voltage | 400V AC | Color | Red
Pin and Sleeve Devices 20-30A IP67 Watertight | http://www.altechcorp.com/GoogleAssets/PS/D42S55A.jpg | No | IP67 Watertight Box Receptacle | /Electronics & Electrical/Electronic Components & Devices/Automation Control Components | http://www.altechcorp.com/HTML/PinSleeve-A.html | D42S55A | http://www.altechcorp.com/PDFS/Splits/pinsleeve.pdf | [8 empty] | Ground Pin | 7h | Poles | 3P/4W | Amps | 30A | Voltage | 480V AC | Color | Red
Pin and Sleeve Devices 20-30A IP67 Watertight | http://www.altechcorp.com/GoogleAssets/PS/D42S65A.jpg | No | IP67 Watertight Box Receptacle | /Electronics & Electrical/Electronic Components & Devices/Automation Control Components | http://www.altechcorp.com/HTML/PinSleeve-A.html | D42S65A | http://www.altechcorp.com/PDFS/Splits/pinsleeve.pdf | [8 empty] | Ground Pin | 12h | Poles | 3P/4W | Amps | 30A | Voltage | 120/250V AC | Color | Orange
Pin and Sleeve Devices 20-30A IP67 Watertight | http://www.altechcorp.com/GoogleAssets/PS/D42S75A.jpg | No | IP67 Watertight Box Receptacle | /Electronics & Electrical/Electronic Components & Devices/Automation Control Components | http://www.altechcorp.com/HTML/PinSleeve-A.html | D42S75A | http://www.altechcorp.com/PDFS/Splits/pinsleeve.pdf | [8 empty] | Ground Pin | 5h | Poles | 3P/4W | Amps | 30A | Voltage | 600V AC | Color | Black
Pin and Sleeve Devices 20-30A IP67 Watertight | http://www.altechcorp.com/GoogleAssets/PS/D52S25A.jpg | No | IP67 Watertight Box Receptacle | /Electronics & Electrical/Electronic Components & Devices/Automation Control Components | http://www.altechcorp.com/HTML/PinSleeve-A.html | D52S25A | http://www.altechcorp.com/PDFS/Splits/pinsleeve.pdf | [8 empty] | Ground Pin | 9h | Poles | 4P/5W | Amps | 30A | Voltage | 120/208V AC | Color | Blue
Pin and Sleeve Devices 20-30A IP67 Watertight | http://www.altechcorp.com/GoogleAssets/PS/D52S35A.jpg | No | IP67 Watertight Box Receptacle | /Electronics & Electrical/Electronic Components & Devices/Automation Control Components | http://www.altechcorp.com/HTML/PinSleeve-A.html | D52S35A | http://www.altechcorp.com/PDFS/Splits/pinsleeve.pdf | [8 empty] | Ground Pin | 6h | Poles | 4P/5W | Amps | 30A | Voltage | 400V AC | Color | Red
Pin and Sleeve Devices 20-30A IP67 Watertight | http://www.altechcorp.com/GoogleAssets/PS/D52S55A.jpg | No | IP67 Watertight Box Receptacle | /Electronics & Electrical/Electronic Components & Devices/Automation Control Components | http://www.altechcorp.com/HTML/PinSleeve-A.html | D52S55A | http://www.altechcorp.com/PDFS/Splits/pinsleeve.pdf | [8 empty] | Ground Pin | 7h | Poles | 4P/5W | Amps | 30A | Voltage | 277/480V AC | Color | Red
Pin and Sleeve Devices 20-30A IP67 Watertight | http://www.altechcorp.com/GoogleAssets/PS/D52S75A.jpg | No | IP67 Watertight Box Receptacle | /Electronics & Electrical/Electronic Components & Devices/Automation Control Components | http://www.altechcorp.com/HTML/PinSleeve-A.html | D52S75A | http://www.altechcorp.com/PDFS/Splits/pinsleeve.pdf | [8 empty] | Ground Pin | 5h | Poles | 4P/5W | Amps | 30A | Voltage | 347/600V AC | Color | Black
Pin and Sleeve Devices 20-30A IP67 Watertight | http://www.altechcorp.com/GoogleAssets/PS/A31S16A.jpg | No | IP67 Watertight Angled Inlet | /Electronics & Electrical/Electronic Components & Devices/Automation Control Components | http://www.altechcorp.com/HTML/PinSleeve-A.html | A31S16A | http://www.altechcorp.com/PDFS/Splits/pinsleeve.pdf | [8 empty] | Ground Pin | 4h | Poles | 2P/3W | Amps | 20A | Voltage | 120V AC | Color | Yellow
Pin and Sleeve Devices 20-30A IP67 Watertight | http://www.altechcorp.com/GoogleAssets/PS/A31S26A.jpg | No | IP67 Watertight Angled Inlet | /Electronics & Electrical/Electronic Components & Devices/Automation Control Components | http://www.altechcorp.com/HTML/PinSleeve-A.html | A31S26A | http://www.altechcorp.com/PDFS/Splits/pinsleeve.pdf | [8 empty] | Ground Pin | 6h | Poles | 2P/3W | Amps | 20A | Voltage | 250V AC | Color | Blue
Pin and Sleeve Devices 20-30A IP67 Watertight | http://www.altechcorp.com/GoogleAssets/PS/A31S56A.jpg | No | IP67 Watertight Angled Inlet | /Electronics & Electrical/Electronic Components & Devices/Automation Control Components | http://www.altechcorp.com/HTML/PinSleeve-A.html | A31S56A | http://www.altechcorp.com/PDFS/Splits/pinsleeve.pdf | [8 empty] | Ground Pin | 7h | Poles | 2P/3W | Amps | 20A | Voltage | 480V AC | Color | Red
Pin and Sleeve Devices 20-30A IP67 Watertight | http://www.altechcorp.com/GoogleAssets/PS/A31S76A.jpg | No | IP67 Watertight Angled Inlet | /Electronics & Electrical/Electronic Components & Devices/Automation Control Components | http://www.altechcorp.com/HTML/PinSleeve-A.html | A31S76A | http://www.altechcorp.com/PDFS/Splits/pinsleeve.pdf | [8 empty] | Ground Pin | 5h | Poles | 2P/3W | Amps | 20A | Voltage | 277V AC | Color | Grey
Pin and Sleeve Devices 20-30A IP67 Watertight | http://www.altechcorp.com/GoogleAssets/PS/A41S06A.jpg | No | IP67 Watertight Angled Inlet | /Electronics & Electrical/Electronic Components & Devices/Automation Control Components | http://www.altechcorp.com/HTML/PinSleeve-A.html | A41S06A | http://www.altechcorp.com/PDFS/Splits/pinsleeve.pdf | [8 empty] | Ground Pin | 3h | Poles | 3P/4W | Amps | 20A | Voltage | 380/440V AC | Color | Red
Pin and Sleeve Devices 20-30A IP67 Watertight | http://www.altechcorp.com/GoogleAssets/PS/A41S26A.jpg | No | IP67 Watertight Angled Inlet | /Electronics & Electrical/Electronic Components & Devices/Automation Control Components | http://www.altechcorp.com/HTML/PinSleeve-A.html | A41S26A | http://www.altechcorp.com/PDFS/Splits/pinsleeve.pdf | [8 empty] | Ground Pin | 9h | Poles | 3P/4W | Amps | 20A | Voltage | 250V AC | Color | Blue
Pin and Sleeve Devices 20-30A IP67 Watertight | http://www.altechcorp.com/GoogleAssets/PS/A41S36A.jpg | No | IP67 Watertight Angled Inlet | /Electronics & Electrical/Electronic Components & Devices/Automation Control Components | http://www.altechcorp.com/HTML/PinSleeve-A.html | A41S36A | http://www.altechcorp.com/PDFS/Splits/pinsleeve.pdf | [8 empty] | Ground Pin | 6h | Poles | 3P/4W | Amps | 20A | Voltage | 400V AC | Color | Red
Pin and Sleeve Devices 20-30A IP67 Watertight | http://www.altechcorp.com/GoogleAssets/PS/A41S56A.jpg | No | IP67 Watertight Angled Inlet | /Electronics & Electrical/Electronic Components & Devices/Automation Control Components | http://www.altechcorp.com/HTML/PinSleeve-A.html | A41S56A | http://www.altechcorp.com/PDFS/Splits/pinsleeve.pdf | [8 empty] | Ground Pin | 7h | Poles | 3P/4W | Amps | 20A | Voltage | 480V AC | Color | Red
Pin and Sleeve Devices 20-30A IP67 Watertight | http://www.altechcorp.com/GoogleAssets/PS/A41S66A.jpg | No | IP67 Watertight Angled Inlet | /Electronics & Electrical/Electronic Components & Devices/Automation Control Components | http://www.altechcorp.com/HTML/PinSleeve-A.html | A41S66A | http://www.altechcorp.com/PDFS/Splits/pinsleeve.pdf | [8 empty] | Ground Pin | 12h | Poles | 3P/4W | Amps | 20A | Voltage | 120/250V AC | Color | Orange
Pin and Sleeve Devices 20-30A IP67 Watertight | http://www.altechcorp.com/GoogleAssets/PS/A41S76A.jpg | No | IP67 Watertight Angled Inlet | /Electronics & Electrical/Electronic Components & Devices/Automation Control Components | http://www.altechcorp.com/HTML/PinSleeve-A.html | A41S76A | http://www.altechcorp.com/PDFS/Splits/pinsleeve.pdf | [8 empty] | Ground Pin | 5h | Poles | 3P/4W | Amps | 20A | Voltage | 600V AC | Color | Black
Pin and Sleeve Devices 20-30A IP67 Watertight | http://www.altechcorp.com/GoogleAssets/PS/A51S26A.jpg | No | IP67 Watertight Angled Inlet | /Electronics & Electrical/Electronic Components & Devices/Automation Control Components | http://www.altechcorp.com/HTML/PinSleeve-A.html | A51S26A | http://www.altechcorp.com/PDFS/Splits/pinsleeve.pdf | [8 empty] | Ground Pin | 9h | Poles | 4P/5W | Amps | 20A | Voltage | 120/208V AC | Color | Blue
Pin and Sleeve Devices 20-30A IP67 Watertight | http://www.altechcorp.com/GoogleAssets/PS/A51S36A.jpg | No | IP67 Watertight Angled Inlet | /Electronics & Electrical/Electronic Components & Devices/Automation Control Components | http://www.altechcorp.com/HTML/PinSleeve-A.html | A51S36A | http://www.altechcorp.com/PDFS/Splits/pinsleeve.pdf | [8 empty] | Ground Pin | 6h | Poles | 4P/5W | Amps | 20A | Voltage | 400V AC | Color | Red
Pin and Sleeve Devices 20-30A IP67 Watertight | http://www.altechcorp.com/GoogleAssets/PS/A51S56A.jpg | No | IP67 Watertight Angled Inlet | /Electronics & Electrical/Electronic Components & Devices/Automation Control Components | http://www.altechcorp.com/HTML/PinSleeve-A.html | A51S56A | http://www.altechcorp.com/PDFS/Splits/pinsleeve.pdf | [8 empty] | Ground Pin | 7h | Poles | 4P/5W | Amps | 20A | Voltage | 277/480V AC | Color | Red
Pin and Sleeve Devices 20-30A IP67 Watertight | http://www.altechcorp.com/GoogleAssets/PS/A51S76A.jpg | No | IP67 Watertight Angled Inlet | /Electronics & Electrical/Electronic Components & Devices/Automation Control Components | http://www.altechcorp.com/HTML/PinSleeve-A.html | A51S76A | http://www.altechcorp.com/PDFS/Splits/pinsleeve.pdf | [8 empty] | Ground Pin | 5h | Poles | 4P/5W | Amps | 20A | Voltage | 347/600V AC | Color | Black
Pin and Sleeve Devices 20-30A IP67 Watertight | http://www.altechcorp.com/GoogleAssets/PS/A32S16A.jpg | No | IP67 Watertight Angled Inlet | /Electronics & Electrical/Electronic Components & Devices/Automation Control Components | http://www.altechcorp.com/HTML/PinSleeve-A.html | A32S16A | http://www.altechcorp.com/PDFS/Splits/pinsleeve.pdf | [8 empty] | Ground Pin | 4h | Poles | 2P/3W | Amps | 30A | Voltage | 120V AC | Color | Yellow
Pin and Sleeve Devices 20-30A IP67 Watertight | http://www.altechcorp.com/GoogleAssets/PS/A32S26A.jpg | No | IP67 Watertight Angled Inlet | /Electronics & Electrical/Electronic Components & Devices/Automation Control Components | http://www.altechcorp.com/HTML/PinSleeve-A.html | A32S26A | http://www.altechcorp.com/PDFS/Splits/pinsleeve.pdf | [8 empty] | Ground Pin | 6h | Poles | 2P/3W | Amps | 30A | Voltage | 250V AC | Color | Blue
Pin and Sleeve Devices 20-30A IP67 Watertight | http://www.altechcorp.com/GoogleAssets/PS/A32S56A.jpg | No | IP67 Watertight Angled Inlet | /Electronics & Electrical/Electronic Components & Devices/Automation Control Components | http://www.altechcorp.com/HTML/PinSleeve-A.html | A32S56A | http://www.altechcorp.com/PDFS/Splits/pinsleeve.pdf | [8 empty] | Ground Pin | 7h | Poles | 2P/3W | Amps | 30A | Voltage | 480V AC | Color | Red
Pin and Sleeve Devices 20-30A IP67 Watertight | http://www.altechcorp.com/GoogleAssets/PS/A32S76A.jpg | No | IP67 Watertight Angled Inlet | /Electronics & Electrical/Electronic Components & Devices/Automation Control Components | http://www.altechcorp.com/HTML/PinSleeve-A.html | A32S76A | http://www.altechcorp.com/PDFS/Splits/pinsleeve.pdf | [8 empty] | Ground Pin | 5h | Poles | 2P/3W | Amps | 30A | Voltage | 277V AC | Color | Grey
Pin and Sleeve Devices 20-30A IP67 Watertight | http://www.altechcorp.com/GoogleAssets/PS/A42S06A.jpg | No | IP67 Watertight Angled Inlet | /Electronics & Electrical/Electronic Components & Devices/Automation Control Components | http://www.altechcorp.com/HTML/PinSleeve-A.html | A42S06A | http://www.altechcorp.com/PDFS/Splits/pinsleeve.pdf | [8 empty] | Ground Pin | 3h | Poles | 3P/4W | Amps | 30A | Voltage | 380/440V AC | Color | Red
Pin and Sleeve Devices 20-30A IP67 Watertight | http://www.altechcorp.com/GoogleAssets/PS/A42S26A.jpg | No | IP67 Watertight Angled Inlet | /Electronics & Electrical/Electronic Components & Devices/Automation Control Components | http://www.altechcorp.com/HTML/PinSleeve-A.html | A42S26A | http://www.altechcorp.com/PDFS/Splits/pinsleeve.pdf | [8 empty] | Ground Pin | 9h | Poles | 3P/4W | Amps | 30A | Voltage | 250V AC | Color | Blue
Pin and Sleeve Devices 20-30A IP67 Watertight | http://www.altechcorp.com/GoogleAssets/PS/A42S36A.jpg | No | IP67 Watertight Angled Inlet | /Electronics & Electrical/Electronic Components & Devices/Automation Control Components | http://www.altechcorp.com/HTML/PinSleeve-A.html | A42S36A | http://www.altechcorp.com/PDFS/Splits/pinsleeve.pdf | [8 empty] | Ground Pin | 6h | Poles | 3P/4W | Amps | 30A | Voltage | 400V AC | Color | Red
Pin and Sleeve Devices 20-30A IP67 Watertight | http://www.altechcorp.com/GoogleAssets/PS/A42S56A.jpg | No | IP67 Watertight Angled Inlet | /Electronics & Electrical/Electronic Components & Devices/Automation Control Components | http://www.altechcorp.com/HTML/PinSleeve-A.html | A42S56A | http://www.altechcorp.com/PDFS/Splits/pinsleeve.pdf | [8 empty] | Ground Pin | 7h | Poles | 3P/4W | Amps | 30A | Voltage | 480V AC | Color | Red
Pin and Sleeve Devices 20-30A IP67 Watertight | http://www.altechcorp.com/GoogleAssets/PS/A42S66A.jpg | No | IP67 Watertight Angled Inlet | /Electronics & Electrical/Electronic Components & Devices/Automation Control Components | http://www.altechcorp.com/HTML/PinSleeve-A.html | A42S66A | http://www.altechcorp.com/PDFS/Splits/pinsleeve.pdf | [8 empty] | Ground Pin | 12h | Poles | 3P/4W | Amps | 30A | Voltage | 120/250V AC | Color | Orange
Pin and Sleeve Devices 20-30A IP67 Watertight | http://www.altechcorp.com/GoogleAssets/PS/A42S76A.jpg | No | IP67 Watertight Angled Inlet | /Electronics & Electrical/Electronic Components & Devices/Automation Control Components | http://www.altechcorp.com/HTML/PinSleeve-A.html | A42S76A | http://www.altechcorp.com/PDFS/Splits/pinsleeve.pdf | [8 empty] | Ground Pin | 5h | Poles | 3P/4W | Amps | 30A | Voltage | 600V AC | Color | Black
Pin and Sleeve Devices 20-30A IP67 Watertight | http://www.altechcorp.com/GoogleAssets/PS/A52S26A.jpg | No | IP67 Watertight Angled Inlet | /Electronics & Electrical/Electronic Components & Devices/Automation Control Components | http://www.altechcorp.com/HTML/PinSleeve-A.html | A52S26A | http://www.altechcorp.com/PDFS/Splits/pinsleeve.pdf | [8 empty] | Ground Pin | 9h | Poles | 4P/5W | Amps | 30A | Voltage | 120/208V AC | Color | Blue
Pin and Sleeve Devices 20-30A IP67 Watertight | http://www.altechcorp.com/GoogleAssets/PS/A52S36A.jpg | No | IP67 Watertight Angled Inlet | /Electronics & Electrical/Electronic Components & Devices/Automation Control Components | http://www.altechcorp.com/HTML/PinSleeve-A.html | A52S36A | http://www.altechcorp.com/PDFS/Splits/pinsleeve.pdf | [8 empty] | Ground Pin | 6h | Poles | 4P/5W | Amps | 30A | Voltage | 400V AC | Color | Red
Pin and Sleeve Devices 20-30A IP67 Watertight | http://www.altechcorp.com/GoogleAssets/PS/A52S56A.jpg | No | IP67 Watertight Angled Inlet | /Electronics & Electrical/Electronic Components & Devices/Automation Control Components | http://www.altechcorp.com/HTML/PinSleeve-A.html | A52S56A | http://www.altechcorp.com/PDFS/Splits/pinsleeve.pdf | [8 empty] | Ground Pin | 7h | Poles | 4P/5W | Amps | 30A | Voltage | 277/480V AC | Color | Red
Pin and Sleeve Devices 20-30A IP67 Watertight | http://www.altechcorp.com/GoogleAssets/PS/A52S76A.jpg | No | IP67 Watertight Angled Inlet | /Electronics & Electrical/Electronic Components & Devices/Automation Control Components | http://www.altechcorp.com/HTML/PinSleeve-A.html | A52S76A | http://www.altechcorp.com/PDFS/Splits/pinsleeve.pdf | [8 empty] | Ground Pin | 5h | Poles | 4P/5W | Amps | 30A | Voltage | 347/600V AC | Color | Black

## Category
Category Name
Electronics & Electrical
/Electronics & Electrical/Electrical Wires, Cables & Accessories
/Electronics & Electrical/Electrical Wires, Cables & Accessories/Cable Clamps
/Electronics & Electrical/Electrical Wires, Cables & Accessories/Cable Harnesses & Assemblies
/Electronics & Electrical/Electrical Wires, Cables & Accessories/Cable Ties
/Electronics & Electrical/Electrical Wires, Cables & Accessories/Electrical Conduits
/Electronics & Electrical/Electrical Wires, Cables & Accessories/Electrical Insulation
/Electronics & Electrical/Electrical Wires, Cables & Accessories/Electrical Wire
/Electronics & Electrical/Electrical Wires, Cables & Accessories/Power Cables
/Electronics & Electrical/Electrical Wires, Cables & Accessories/Power Cords
/Electronics & Electrical/Electrical Wires, Cables & Accessories/Wire Ducting
/Electronics & Electrical/Electrical Wires, Cables & Accessories/Power Entry Modules & Connectors
/Electronics & Electrical/Electrical Wires, Cables & Accessories/Communication Cables
/Electronics & Electrical/Electrical Wires, Cables & Accessories/Fiber Optic Cables
/Electronics & Electrical/Electronic Components & Devices
/Electronics & Electrical/Electronic Components & Devices/Automation Control Components
/Electronics & Electrical/Electronic Components & Devices/Automation Control Components/Control Panels
/Electronics & Electrical/Electronic Components & Devices/Automation Control Components/Motor Controllers
/Electronics & Electrical/Electronic Components & Devices/Automation Control Components/Programmable Automation Controllers
/Electronics & Electrical/Electronic Components & Devices/Automation Control Components/Programmable Logic Controllers
/Electronics & Electrical/Electronic Components & Devices/Automation Control Components/Variable Frequency Drives
/Electronics & Electrical/Electronic Components & Devices/Electrical Capacitors
/Electronics & Electrical/Electronic Components & Devices/Electrical Connectors & Terminals
/Electronics & Electrical/Electronic Components & Devices/Electrical Connectors & Terminals/Electrical Connectors
/Electronics & Electrical/Electronic Components & Devices/Electrical Connectors & Terminals/Electrical Terminals
/Electronics & Electrical/Electronic Components & Devices/Electrical Connectors & Terminals/Power Distribution Boxes
/Electronics & Electrical/Electronic Components & Devices/Electrical Connectors & Terminals/Power Entry Modules & Connectors
/Electronics & Electrical/Electronic Components & Devices/Electrical Connectors & Terminals/Power Plugs & Sockets
/Electronics & Electrical/Electronic Components & Devices/Electrical Connectors & Terminals/Terminal Blocks
/Electronics & Electrical/Electronic Components & Devices/Electrical Motors
/Electronics & Electrical/Electronic Components & Devices/Electrical Resistors
/Electronics & Electrical/Electronic Components & Devices/Electrical Resistors/Fuses & Fuseblocks
/Electronics & Electrical/Electronic Components & Devices/Electrical Resistors/Potentiometers & Rheostats
/Electronics & Electrical/Electronic Components & Devices/Electrical Switches
/Electronics & Electrical/Electronic Components & Devices/Electrical Switches/Circuit Breakers
/Electronics & Electrical/Electronic Components & Devices/Electrical Switches/Electrical Contactors
/Electronics & Electrical/Electronic Components & Devices/Electrical Switches/Electrical Relays
/Electronics & Electrical/Electronic Components & Devices/Electrical Switches/Electronic Multiplexers
/Electronics & Electrical/Electronic Components & Devices/Electrical Switches/Optoelectronic Switches
/Electronics & Electrical/Electronic Components & Devices/Electrical Switches/Automotive Relays & Switches
/Electronics & Electrical/Electronic Components & Devices/Electron Tubes
/Electronics & Electrical/Electronic Components & Devices/Electronic Amplifiers
/Electronics & Electrical/Electronic Components & Devices/Electronic Attenuators
/Electronics & Electrical/Electronic Components & Devices/Electronic Circuits
/Electronics & Electrical/Electronic Components & Devices/Electronic Circuits/Decoders & Encoders
/Electronics & Electrical/Electronic Components & Devices/Electronic Circuits/Electronic Filters
/Electronics & Electrical/Electronic Components & Devices/Electronic Circuits/Electronic Oscillators
/Electronics & Electrical/Electronic Components & Devices/Electronic Circuits/Electronic Transmitters
/Electronics & Electrical/Electronic Components & Devices/Electronic Circuits/Electronic Transmitters/Pressure Transmitters
/Electronics & Electrical/Electronic Components & Devices/Electronic Circuits/Electronic Transmitters/Temperature Transmitters
/Electronics & Electrical/Electronic Components & Devices/Electronic Circuits/Integrated Circuits & Chips
/Electronics & Electrical/Electronic Components & Devices/Electronic Circuits/Microcontrollers
/Electronics & Electrical/Electronic Components & Devices/Electronic Sensors & Transducers
/Electronics & Electrical/Electronic Components & Devices/Electronic Sensors & Transducers/Hall Effect Sensors
/Electronics & Electrical/Electronic Components & Devices/Electronic Sensors & Transducers/Proximity Sensors
/Electronics & Electrical/Electronic Components & Devices/Electronic Sensors & Transducers/Fiber Optic Sensors
/Electronics & Electrical/Electronic Components & Devices/Electronic Sensors & Transducers/Stud Sensors
/Electronics & Electrical/Electronic Components & Devices/Electronic Sensors & Transducers/Pressure Sensors
/Electronics & Electrical/Electronic Components & Devices/Electronic Sensors & Transducers/Temperature Sensors
/Electronics & Electrical/Electronic Components & Devices/Electronic Transformers
/Electronics & Electrical/Electronic Components & Devices/Electronics Cooling Equipment
/Electronics & Electrical/Electronic Components & Devices/Electronics Cooling Equipment/Electronics Cooling Fans
/Electronics & Electrical/Electronic Components & Devices/Electronics Cooling Equipment/Heat Sinks
/Electronics & Electrical/Electronic Components & Devices/Inductors
/Electronics & Electrical/Electronic Components & Devices/Power Dividers & Splitters
/Electronics & Electrical/Electronic Components & Devices/Printed Circuit Boards
/Electronics & Electrical/Electronic Components & Devices/Semiconductor Devices
/Electronics & Electrical/Electronic Components & Devices/Semiconductor Devices/Diodes
/Electronics & Electrical/Electronic Components & Devices/Semiconductor Devices/Thyristors
/Electronics & Electrical/Electronic Components & Devices/Semiconductor Devices/Transistors
/Electronics & Electrical/Electronic Components & Devices/Transceivers
/Electronics & Electrical/Electronic Consoles & Enclosures
/Electronics & Electrical/Electronic Consoles & Enclosures/Electronics Racks & Cabinet Racks
/Electronics & Electrical/Electronic Consoles & Enclosures/Junction Boxes
/Electronics & Electrical/Electronic Consoles & Enclosures/Panel Boxes
/Electronics & Electrical/Electronic Consoles & Enclosures/Switch Boxes
/Electronics & Electrical/Electronics Assembly & Production Machinery
/Electronics & Electrical/Generators & Alternators
/Electronics & Electrical/Generators & Alternators/Diesel Generators
/Electronics & Electrical/Generators & Alternators/Gasoline Generators
/Electronics & Electrical/Generators & Alternators/Generator Parts
/Electronics & Electrical/Generators & Alternators/Hydraulic Generators
/Electronics & Electrical/Generators & Alternators/Inverter Generators
/Electronics & Electrical/Generators & Alternators/Solar Generators
/Electronics & Electrical/Optoelectronics
/Electronics & Electrical/Optoelectronics/Opto-isolators & Couplers
/Electronics & Electrical/Optoelectronics/Optoelectronic Displays
/Electronics & Electrical/Optoelectronics/Optoelectronic Displays/LCD Modules
/Electronics & Electrical/Optoelectronics/Optoelectronic Displays/LED Displays
/Electronics & Electrical/Optoelectronics/Optoelectronic Switches
/Electronics & Electrical/Power Supplies & Accessories
/Electronics & Electrical/Power Supplies & Accessories/Inductors
/Electronics & Electrical/Power Supplies & Accessories/AC-DC Adapters
/Electronics & Electrical/Power Supplies & Accessories/Batteries
/Electronics & Electrical/Power Supplies & Accessories/Batteries/Battery Packs
/Electronics & Electrical/Power Supplies & Accessories/Batteries/Button Cell Batteries
/Electronics & Electrical/Power Supplies & Accessories/Batteries/Primary Cell Batteries
/Electronics & Electrical/Power Supplies & Accessories/Batteries/Rechargeable Batteries
/Electronics & Electrical/Power Supplies & Accessories/Batteries/Solar Batteries
/Electronics & Electrical/Power Supplies & Accessories/Battery Chargers
/Electronics & Electrical/Power Supplies & Accessories/Fuel Cells
/Electronics & Electrical/Power Supplies & Accessories/Power Converters & Inverters
/Electronics & Electrical/Electronic & Electrical Test & Measurement
/Electronics & Electrical/Electronic & Electrical Test & Measurement/Battery Testers
/Electronics & Electrical/Electronic & Electrical Test & Measurement/Breadboards
/Electronics & Electrical/Electronic & Electrical Test & Measurement/Cable Testers
/Electronics & Electrical/Electronic & Electrical Test & Measurement/EMF Meters
/Electronics & Electrical/Electronic & Electrical Test & Measurement/Electrical Current Testers
/Electronics & Electrical/Electronic & Electrical Test & Measurement/Frequency Meters
/Electronics & Electrical/Electronic & Electrical Test & Measurement/LCR, Capacitance & Resistance Meters
/Electronics & Electrical/Electronic & Electrical Test & Measurement/Leak Detectors
/Electronics & Electrical/Electronic & Electrical Test & Measurement/Metal Detectors
/Electronics & Electrical/Electronic & Electrical Test & Measurement/Multimeters
/Electronics & Electrical/Electronic & Electrical Test & Measurement/Oscilloscopes
/Electronics & Electrical/Electronic & Electrical Test & Measurement/Power Meters
/Electronics & Electrical/Electronic & Electrical Test & Measurement/Radiation Detectors
/Electronics & Electrical/Electronic & Electrical Test & Measurement/Rebar Locators
/Electronics & Electrical/Electronic & Electrical Test & Measurement/Signal & Pulse Generators
/Electronics & Electrical/Electronic & Electrical Test & Measurement/Sound Level Meters & Noise Dosimeters
/Electronics & Electrical/Electronic & Electrical Test & Measurement/Spectrum Analyzers
/Electronics & Electrical/Electronic & Electrical Test & Measurement/Stud Sensors
/Electronics & Electrical/Electronic & Electrical Test & Measurement/Test Probes
/Electronics & Electrical/Electronic & Electrical Test & Measurement/Voltage Testers
Note on C1: updated Dec 29th 2012